## General
General Parameters
Minimization objective | Cost
Number of hubs | 1
Interest rate (%) | 8
Maximum CO2 emissions (kg-CO2)
Big M | 100000
Note on A6: Rev: Leave blank if constraint is not imposed
Note on A7: Rev: Required; set sufficiently high for part load technology energy production, network energy exchanges, and storage exchanges. (BigM acts as an upper limit for Eout from part load technologies and network link exchanges, as well as Ein/Eout for storages.)

## Energy Carriers
List of Energy Carriers
Energy Carrier Name
elc
heat
gas
solar
drinking_water
Note on A3: Rev: Case sensitive inputs

## Imports
Import Energy Carriers
Energy Carrier | Price (CHF/kWh) | CO2 (kg-CO2/kWh) | CO2 tax (CHF/kg-CO2) | Maximum supply (kWh)
gas | 0.09 | 0.198 | 0
solar
elc | 0.24 | 0.137
drinking_water | 0.00185
Note on A3: Rev: Entry must match an EC listed in "Energy Carriers" sheet
Note on E3: Rev: - insert value only if maximum supply constraint is imposed - applies to the total supply across all hubs
Note on B7: Rev: CHF/L

## Exports
Export Energy Carriers
Energy Carrier | Export Price (CHF/kWh)
elc | 0
Note on A3: Rev: Entry must match an EC listed in "Energy Carriers" sheet

## Demand
Energy Carrier Demand (kWh/h)
Energy Carrier | heat | elc | drinking_water
Hub | 1 | 1 | 1
Hour
1 | 315 | 631.4874 | 1685.7798
2 | 1185 | 617.9931 | 1348.6239
3 | 1500 | 512.9912 | 1348.6239
4 | 1310 | 375.9406 | 1348.6239
5 | 1190 | 356.3318 | 2022.9358
6 | 1000 | 465.1289 | 3371.5596
7 | 2115 | 437.5079 | 8428.8991
8 | 3500 | 402.0856 | 14834.8624
9 | 3690 | 768.7489 | 10114.6789
10 | 1500 | 643.2948 | 8428.8991
11 | 2300 | 585.7335 | 6743.1193
12 | 1395 | 642.6623 | 6743.1193
13 | 800 | 772.9658 | 6068.8073
14 | 1700 | 860.4674 | 5394.4954
15 | 800 | 1929.6736 | 6743.1193
16 | 1495 | 1264.029 | 8091.7431
17 | 1000 | 914.6551 | 10114.6789
18 | 1205 | 1180.9552 | 10788.9908
19 | 1790 | 1003.6327 | 8766.055
20 | 1210 | 1131.6169 | 7417.4312
21 | 1290 | 1148.2738 | 6743.1193
22 | 1210 | 1378.3081 | 5057.3394
23 | 0 | 1252.4324 | 3371.5596
24 | 0 | 1351.1089 | 2022.9358
25 | 0 | 1484.786 | 1685.7798
26 | 0 | 1179.2684 | 1348.6239
27 | 0 | 936.3724 | 1348.6239
28 | 0 | 768.3272 | 1348.6239
29 | 0 | 578.9864 | 2022.9358
30 | 780 | 433.5018 | 3371.5596
31 | 2275 | 430.9717 | 8428.8991
32 | 3500 | 752.3028 | 14834.8624
33 | 3720 | 836.8525 | 10114.6789
34 | 2225 | 800.5868 | 8428.8991
35 | 2050 | 1134.3579 | 6743.1193
36 | 1950 | 1328.1265 | 6743.1193
37 | 770 | 1553.9439 | 6068.8073
38 | 1730 | 1314.2106 | 5394.4954
39 | 1500 | 1509.8768 | 6743.1193
40 | 1540 | 1002.5784 | 8091.7431
41 | 2225 | 841.0695 | 10114.6789
42 | 2765 | 1756.3572 | 10788.9908
43 | 1235 | 1332.3435 | 8766.055
44 | 2760 | 1289.3306 | 7417.4312
45 | 3235 | 1113.6949 | 6743.1193
46 | 2000 | 1208.3653 | 5057.3394
47 | 240 | 1067.9411 | 3371.5596
48 | 0 | 867.2145 | 2022.9358
49 | 2010 | 648.9877 | 1685.7798
50 | 990 | 460.2794 | 1348.6239
51 | 1250 | 379.9467 | 1348.6239
52 | 1750 | 345.3677 | 1348.6239
53 | 1250 | 339.2531 | 2022.9358
54 | 1000 | 331.2409 | 3371.5596
55 | 1995 | 355.9101 | 8428.8991
56 | 3245 | 609.1376 | 14834.8624
57 | 3500 | 513.4129 | 10114.6789
58 | 3750 | 440.8815 | 8428.8991
59 | 3500 | 452.6889 | 6743.1193
60 | 1340 | 755.6764 | 6743.1193
61 | 1150 | 1079.116 | 6068.8073
62 | 770 | 731.4289 | 5394.4954
63 | 0 | 858.1481 | 6743.1193
64 | 0 | 891.8837 | 8091.7431
65 | 3490 | 1178.425 | 10114.6789
66 | 1395 | 1450.6287 | 10788.9908
67 | 1935 | 926.8843 | 8766.055
68 | 1000 | 1320.7469 | 7417.4312
69 | 2495 | 868.0579 | 6743.1193
70 | 685 | 1314.8431 | 5057.3394
71 | 0 | 907.6972 | 3371.5596
72 | 0 | 815.7678 | 2022.9358
73 | 0 | 763.6886 | 1685.7798
74 | 0 | 869.1122 | 1348.6239
75 | 0 | 991.6144 | 1348.6239
76 | 0 | 742.6038 | 1348.6239
77 | 500 | 365.1873 | 2022.9358
78 | 500 | 323.8613 | 3371.5596
79 | 2110 | 354.4341 | 8428.8991
80 | 3000 | 370.6694 | 14834.8624
81 | 3495 | 832.2139 | 10114.6789
82 | 1195 | 969.0537 | 8428.8991
83 | 2300 | 1035.2597 | 6743.1193
84 | 1120 | 1137.7315 | 6743.1193
85 | 1780 | 783.719 | 6068.8073
86 | 1000 | 985.7107 | 5394.4954
87 | 605 | 864.6844 | 6743.1193
88 | 1395 | 1154.3884 | 8091.7431
89 | 1680 | 1362.2838 | 10114.6789
90 | 1495 | 1314.6323 | 10788.9908
91 | 1500 | 1829.0995 | 8766.055
92 | 1500 | 1949.4932 | 7417.4312
93 | 1675 | 2219.5885 | 6743.1193
94 | 1325 | 1597.1675 | 5057.3394
95 | 325 | 1062.6699 | 3371.5596
96 | 0 | 999.6266 | 2022.9358
97 | 0 | 761.1584 | 1685.7798
98 | 0 | 512.1478 | 1348.6239
99 | 0 | 719.6215 | 1348.6239
100 | 0 | 587.842 | 1348.6239
101 | 0 | 340.7291 | 2022.9358
102 | 0 | 329.3433 | 3371.5596
103 | 0 | 344.946 | 8428.8991
104 | 655 | 364.344 | 14834.8624
105 | 655 | 751.8811 | 10114.6789
106 | 3500 | 801.4302 | 8428.8991
107 | 2190 | 941.2219 | 6743.1193
108 | 650 | 1520.2083 | 6743.1193
109 | 1350 | 1470.0267 | 6068.8073
110 | 1150 | 1255.8059 | 5394.4954
111 | 1850 | 1483.9426 | 6743.1193
112 | 2150 | 1670.1207 | 8091.7431
113 | 1850 | 937.6375 | 10114.6789
114 | 1290 | 1304.0899 | 10788.9908
115 | 2210 | 2137.1472 | 8766.055
116 | 1145 | 1546.9859 | 7417.4312
117 | 2495 | 1286.8005 | 6743.1193
118 | 1000 | 1197.4012 | 5057.3394
119 | 2000 | 964.4151 | 3371.5596
120 | 860 | 977.6985 | 2022.9358
121 | 0 | 866.3711 | 1685.7798
122 | 0 | 566.9681 | 1348.6239
123 | 0 | 452.4781 | 1348.6239
124 | 0 | 323.8613 | 1348.6239
125 | 0 | 304.6742 | 2022.9358
126 | 0 | 320.9094 | 3371.5596
127 | 0 | 637.8128 | 8428.8991
128 | 500 | 564.438 | 14834.8624
129 | 1645 | 665.0121 | 10114.6789
130 | 3995 | 592.9023 | 8428.8991
131 | 2860 | 712.8744 | 6743.1193
132 | 1070 | 545.2509 | 6743.1193
133 | 2930 | 596.2759 | 6068.8073
134 | 565 | 537.8712 | 5394.4954
135 | 2000 | 578.143 | 6743.1193
136 | 1500 | 466.1832 | 8091.7431
137 | 1995 | 567.8115 | 10114.6789
138 | 1000 | 1530.9615 | 10788.9908
139 | 2550 | 1905.0044 | 8766.055
140 | 1890 | 1197.4012 | 7417.4312
141 | 1550 | 1401.923 | 6743.1193
142 | 2950 | 1529.0639 | 5057.3394
143 | 1050 | 1099.5681 | 3371.5596
144 | 450 | 847.6057 | 2022.9358
145 | 0 | 577.7213 | 1685.7798
146 | 0 | 331.4518 | 1348.6239
147 | 0 | 318.801 | 1348.6239
148 | 0 | 299.6139 | 1348.6239
149 | 40 | 311.843 | 2022.9358
150 | 460 | 486.4245 | 3371.5596
151 | 1500 | 700.4344 | 8428.8991
152 | 555 | 660.5843 | 14834.8624
153 | 3600 | 887.8776 | 10114.6789
154 | 3495 | 1357.2234 | 8428.8991
155 | 1425 | 816.822 | 6743.1193
156 | 2570 | 753.357 | 6743.1193
157 | 1430 | 649.4094 | 6068.8073
158 | 2070 | 553.6847 | 5394.4954
159 | 1425 | 633.385 | 6743.1193
160 | 2570 | 475.2496 | 8091.7431
161 | 1930 | 415.369 | 10114.6789
162 | 2000 | 704.4405 | 10788.9908
163 | 2430 | 1720.3023 | 8766.055
164 | 1565 | 1369.6634 | 7417.4312
165 | 3065 | 1580.5106 | 6743.1193
166 | 1435 | 1083.9654 | 5057.3394
167 | 435 | 1194.8711 | 3371.5596
168 | 0 | 1018.392 | 2022.9358
169 | 0 | 531.9675 | 1685.7798
170 | 0 | 347.0545 | 1348.6239
171 | 60 | 330.8193 | 1348.6239
172 | 940 | 324.7047 | 1348.6239
173 | 1000 | 322.3854 | 2022.9358
174 | 555 | 325.1264 | 3371.5596
175 | 2500 | 549.4678 | 8428.8991
176 | 2545 | 850.1359 | 14834.8624
177 | 3950 | 724.6818 | 10114.6789
178 | 3550 | 454.3757 | 8428.8991
179 | 3950 | 398.7121 | 6743.1193
180 | 1950 | 438.1405 | 6743.1193
181 | 1590 | 701.0669 | 6068.8073
182 | 2955 | 512.3587 | 5394.4954
183 | 1455 | 447.4178 | 6743.1193
184 | 2085 | 484.7377 | 8091.7431
185 | 1455 | 610.6135 | 10114.6789
186 | 3040 | 932.9989 | 10788.9908
187 | 2920 | 1769.8514 | 8766.055
188 | 1540 | 1714.3986 | 7417.4312
189 | 2535 | 1759.0982 | 6743.1193
190 | 3495 | 1399.8146 | 5057.3394
191 | 930 | 1341.8316 | 3371.5596
192 | 0 | 1093.0319 | 2022.9358
193 | 0 | 565.0705 | 1685.7798
194 | 0 | 454.1649 | 1348.6239
195 | 500 | 466.394 | 1348.6239
196 | 1000 | 326.6023 | 1348.6239
197 | 1000 | 308.8911 | 2022.9358
198 | 1000 | 326.1806 | 3371.5596
199 | 2025 | 480.7316 | 8428.8991
200 | 3020 | 547.781 | 14834.8624
201 | 3500 | 510.6719 | 10114.6789
202 | 3975 | 437.5079 | 8428.8991
203 | 3525 | 401.8748 | 6743.1193
204 | 2995 | 639.2887 | 6743.1193
205 | 2460 | 407.5676 | 6068.8073
206 | 1520 | 381.2117 | 5394.4954
207 | 2980 | 564.6488 | 6743.1193
208 | 1030 | 467.8699 | 8091.7431
209 | 2990 | 690.5246 | 10114.6789
210 | 1990 | 1101.0441 | 10788.9908
211 | 2005 | 1773.8575 | 8766.055
212 | 2985 | 1482.2558 | 7417.4312
213 | 2005 | 2498.3285 | 6743.1193
214 | 1995 | 1677.5003 | 5057.3394
215 | 0 | 799.5326 | 3371.5596
216 | 0 | 710.9768 | 2022.9358
217 | 0 | 486.0028 | 1685.7798
218 | 500 | 376.5731 | 1348.6239
219 | 500 | 343.6809 | 1348.6239
220 | 1000 | 317.9576 | 1348.6239
221 | 1495 | 337.3555 | 2022.9358
222 | 1000 | 349.163 | 3371.5596
223 | 2000 | 440.6706 | 8428.8991
224 | 3485 | 910.8599 | 14834.8624
225 | 3500 | 562.3295 | 10114.6789
226 | 3510 | 533.4434 | 8428.8991
227 | 3500 | 1017.1269 | 6743.1193
228 | 920 | 870.3772 | 6743.1193
229 | 2985 | 614.8304 | 6068.8073
230 | 605 | 747.4533 | 5394.4954
231 | 2785 | 480.9425 | 6743.1193
232 | 1105 | 566.5464 | 8091.7431
233 | 2000 | 713.2961 | 10114.6789
234 | 1610 | 883.2389 | 10788.9908
235 | 2390 | 1691.2054 | 8766.055
236 | 1610 | 1763.3151 | 7417.4312
237 | 2270 | 1568.2815 | 6743.1193
238 | 1730 | 1382.1034 | 5057.3394
239 | 500 | 735.8567 | 3371.5596
240 | 0 | 794.8939 | 2022.9358
241 | 0 | 708.0249 | 1685.7798
242 | 500 | 563.3837 | 1348.6239
243 | 500 | 391.5432 | 1348.6239
244 | 1000 | 410.7303 | 1348.6239
245 | 1495 | 522.2685 | 2022.9358
246 | 1000 | 468.5025 | 3371.5596
247 | 2000 | 334.1928 | 8428.8991
248 | 3485 | 515.7322 | 14834.8624
249 | 3500 | 960.409 | 10114.6789
250 | 3510 | 1069.2061 | 8428.8991
251 | 3500 | 978.331 | 6743.1193
252 | 920 | 1000.47 | 6743.1193
253 | 2985 | 1147.8522 | 6068.8073
254 | 605 | 1025.5608 | 5394.4954
255 | 2785 | 1185.5938 | 6743.1193
256 | 1105 | 1162.6115 | 8091.7431
257 | 2000 | 1090.9234 | 10114.6789
258 | 1610 | 2018.0185 | 10788.9908
259 | 2390 | 1909.2214 | 8766.055
260 | 1610 | 2188.5939 | 7417.4312
261 | 2270 | 2060.6097 | 6743.1193
262 | 1730 | 1788.6168 | 5057.3394
263 | 500 | 1460.3277 | 3371.5596
264 | 0 | 1124.4481 | 2022.9358
265 | 0 | 942.9087 | 1685.7798
266 | 0 | 587.842 | 1348.6239
267 | 0 | 471.0326 | 1348.6239
268 | 215 | 439.8273 | 1348.6239
269 | 500 | 343.4701 | 2022.9358
270 | 495 | 320.2769 | 3371.5596
271 | 1000 | 310.5779 | 8428.8991
272 | 1705 | 342.6267 | 14834.8624
273 | 4000 | 691.5788 | 10114.6789
274 | 3495 | 677.6629 | 8428.8991
275 | 3295 | 781.3997 | 6743.1193
276 | 1000 | 885.7691 | 6743.1193
277 | 2495 | 1142.1593 | 6068.8073
278 | 500 | 1275.8364 | 5394.4954
279 | 2195 | 1383.5793 | 6743.1193
280 | 1605 | 1840.4852 | 8091.7431
281 | 1695 | 1762.4717 | 10114.6789
282 | 3000 | 2336.6087 | 10788.9908
283 | 1000 | 2210.1003 | 8766.055
284 | 1995 | 2055.3385 | 7417.4312
285 | 3000 | 1665.9037 | 6743.1193
286 | 1000 | 1451.4721 | 5057.3394
287 | 2685 | 1151.8582 | 3371.5596
288 | 625 | 867.0037 | 2022.9358
289 | 0 | 347.4762 | 1685.7798
290 | 0 | 340.3074 | 1348.6239
291 | 0 | 293.4993 | 1348.6239
292 | 215 | 320.9094 | 1348.6239
293 | 500 | 452.2672 | 2022.9358
294 | 495 | 386.6938 | 3371.5596
295 | 1000 | 556.6366 | 8428.8991
296 | 1705 | 1064.7784 | 14834.8624
297 | 4000 | 835.5874 | 10114.6789
298 | 3495 | 911.9141 | 8428.8991
299 | 3295 | 518.2624 | 6743.1193
300 | 1000 | 813.4485 | 6743.1193
301 | 2495 | 966.9453 | 6068.8073
302 | 500 | 634.2284 | 5394.4954
303 | 2195 | 670.9158 | 6743.1193
304 | 1605 | 617.3606 | 8091.7431
305 | 1695 | 743.4472 | 10114.6789
306 | 3000 | 1380.6275 | 10788.9908
307 | 1000 | 1787.7734 | 8766.055
308 | 1995 | 1930.3061 | 7417.4312
309 | 3000 | 2046.4829 | 6743.1193
310 | 1000 | 1329.8133 | 5057.3394
311 | 2685 | 1074.899 | 3371.5596
312 | 625 | 741.5496 | 2022.9358
313 | 0 | 446.9961 | 1685.7798
314 | 0 | 436.2429 | 1348.6239
315 | 0 | 571.6068 | 1348.6239
316 | 500 | 395.7602 | 1348.6239
317 | 680 | 325.5481 | 2022.9358
318 | 820 | 336.5121 | 3371.5596
319 | 1850 | 545.4617 | 8428.8991
320 | 3325 | 782.0323 | 14834.8624
321 | 3670 | 589.7396 | 10114.6789
322 | 3500 | 614.8304 | 8428.8991
323 | 2655 | 497.1777 | 6743.1193
324 | 1340 | 361.1813 | 6743.1193
325 | 3160 | 491.6957 | 6068.8073
326 | 1165 | 522.9011 | 5394.4954
327 | 3165 | 488.1113 | 6743.1193
328 | 1335 | 529.4373 | 8091.7431
329 | 2660 | 599.8603 | 10114.6789
330 | 3835 | 818.7197 | 10788.9908
331 | 1160 | 1003.8435 | 8766.055
332 | 3500 | 1346.6811 | 7417.4312
333 | 2180 | 1149.9606 | 6743.1193
334 | 1815 | 1507.9792 | 5057.3394
335 | 1185 | 1132.2495 | 3371.5596
336 | 0 | 1184.3287 | 2022.9358
337 | 0 | 546.0942 | 1685.7798
338 | 0 | 332.0843 | 1348.6239
339 | 500 | 320.2769 | 1348.6239
340 | 2800 | 318.3793 | 1348.6239
341 | 700 | 306.7827 | 2022.9358
342 | 2645 | 326.1806 | 3371.5596
343 | 2645 | 624.5294 | 8428.8991
344 | 3500 | 668.5965 | 14834.8624
345 | 3500 | 594.5891 | 10114.6789
346 | 3995 | 708.6574 | 8428.8991
347 | 3500 | 434.1344 | 6743.1193
348 | 2215 | 601.3362 | 6743.1193
349 | 775 | 470.8218 | 6068.8073
350 | 2225 | 648.3551 | 5394.4954
351 | 1135 | 631.2765 | 6743.1193
352 | 2865 | 560.221 | 8091.7431
353 | 1000 | 569.0766 | 10114.6789
354 | 3135 | 661.006 | 10788.9908
355 | 1125 | 1389.6939 | 8766.055
356 | 2870 | 2513.5095 | 7417.4312
357 | 2495 | 1683.6149 | 6743.1193
358 | 1000 | 1367.9766 | 5057.3394
359 | 1375 | 1437.3454 | 3371.5596
360 | 0 | 1142.581 | 2022.9358
361 | 0 | 589.7396 | 1685.7798
362 | 120 | 344.1026 | 1348.6239
363 | 1380 | 314.3732 | 1348.6239
364 | 1000 | 302.3549 | 1348.6239
365 | 1000 | 324.0721 | 2022.9358
366 | 1615 | 332.9277 | 3371.5596
367 | 2110 | 518.0516 | 8428.8991
368 | 3495 | 662.6927 | 14834.8624
369 | 3495 | 506.455 | 10114.6789
370 | 4000 | 431.1825 | 8428.8991
371 | 3390 | 499.497 | 6743.1193
372 | 3600 | 498.4428 | 6743.1193
373 | 2795 | 505.8224 | 6068.8073
374 | 1100 | 736.7001 | 5394.4954
375 | 3500 | 607.8725 | 6743.1193
376 | 1400 | 402.5073 | 8091.7431
377 | 2190 | 460.2794 | 10114.6789
378 | 3405 | 711.3984 | 10788.9908
379 | 1000 | 1168.0935 | 8766.055
380 | 3090 | 1494.6958 | 7417.4312
381 | 2905 | 1563.8537 | 6743.1193
382 | 1090 | 1302.8248 | 5057.3394
383 | 820 | 1027.6692 | 3371.5596
384 | 0 | 636.5477 | 2022.9358
385 | 1590 | 519.5275 | 1685.7798
386 | 1410 | 352.7474 | 1348.6239
387 | 1585 | 340.0965 | 1348.6239
388 | 1915 | 352.3257 | 1348.6239
389 | 1585 | 331.6626 | 2022.9358
390 | 2495 | 356.3318 | 3371.5596
391 | 1580 | 439.1947 | 8428.8991
392 | 4000 | 822.3041 | 14834.8624
393 | 3495 | 708.4466 | 10114.6789
394 | 3920 | 621.7884 | 8428.8991
395 | 3500 | 564.8596 | 6743.1193
396 | 3575 | 924.3541 | 6743.1193
397 | 2350 | 596.6976 | 6068.8073
398 | 1575 | 1127.1891 | 5394.4954
399 | 2925 | 567.6007 | 6743.1193
400 | 1570 | 597.9627 | 8091.7431
401 | 3070 | 422.1161 | 10114.6789
402 | 1500 | 1077.4292 | 10788.9908
403 | 2995 | 1474.4545 | 8766.055
404 | 3430 | 1704.6996 | 7417.4312
405 | 3000 | 1579.6672 | 6743.1193
406 | 2000 | 1811.5991 | 5057.3394
407 | 435 | 1543.6123 | 3371.5596
408 | 500 | 1193.1843 | 2022.9358
409 | 2120 | 789.2011 | 1685.7798
410 | 2380 | 698.1151 | 1348.6239
411 | 1060 | 508.5634 | 1348.6239
412 | 2440 | 335.247 | 1348.6239
413 | 1055 | 331.8735 | 2022.9358
414 | 2445 | 516.3648 | 3371.5596
415 | 1610 | 652.3612 | 8428.8991
416 | 3495 | 1194.4494 | 14834.8624
417 | 3500 | 932.5772 | 10114.6789
418 | 4000 | 848.66 | 8428.8991
419 | 3495 | 927.5168 | 6743.1193
420 | 3500 | 973.0598 | 6743.1193
421 | 2900 | 1066.676 | 6068.8073
422 | 1545 | 807.9665 | 5394.4954
423 | 3000 | 576.2454 | 6743.1193
424 | 1000 | 501.6055 | 8091.7431
425 | 2500 | 883.4498 | 10114.6789
426 | 3040 | 979.3852 | 10788.9908
427 | 2295 | 1432.7067 | 8766.055
428 | 200 | 1568.2815 | 7417.4312
429 | 3495 | 1006.1628 | 6743.1193
430 | 3500 | 937.6375 | 5057.3394
431 | 925 | 1035.8923 | 3371.5596
432 | 0 | 727.6337 | 2022.9358
433 | 500 | 517.6299 | 1685.7798
434 | 0 | 468.5025 | 1348.6239
435 | 0 | 512.7804 | 1348.6239
436 | 0 | 478.2014 | 1348.6239
437 | 0 | 325.3372 | 2022.9358
438 | 0 | 320.6986 | 3371.5596
439 | 0 | 348.3196 | 8428.8991
440 | 0 | 400.3988 | 14834.8624
441 | 0 | 715.8262 | 10114.6789
442 | 1525 | 774.4418 | 8428.8991
443 | 3520 | 946.7039 | 6743.1193
444 | 3495 | 860.2566 | 6743.1193
445 | 3980 | 904.5345 | 6068.8073
446 | 3000 | 858.5698 | 5394.4954
447 | 1495 | 720.8866 | 6743.1193
448 | 2515 | 1267.8242 | 8091.7431
449 | 3485 | 1612.7702 | 10114.6789
450 | 2485 | 1241.2575 | 10788.9908
451 | 500 | 1805.9063 | 8766.055
452 | 2520 | 1147.2196 | 7417.4312
453 | 3490 | 1256.2276 | 6743.1193
454 | 1005 | 943.7521 | 5057.3394
455 | 3000 | 764.3211 | 3371.5596
456 | 985 | 837.0634 | 2022.9358
457 | 0 | 1133.5145 | 1685.7798
458 | 0 | 476.5147 | 1348.6239
459 | 500 | 330.8193 | 1348.6239
460 | 1000 | 312.4755 | 1348.6239
461 | 1000 | 328.2891 | 2022.9358
462 | 1000 | 325.3372 | 3371.5596
463 | 1000 | 491.274 | 8428.8991
464 | 3000 | 576.4562 | 14834.8624
465 | 3495 | 486.8462 | 10114.6789
466 | 4000 | 923.089 | 8428.8991
467 | 3000 | 1039.8984 | 6743.1193
468 | 1000 | 853.5095 | 6743.1193
469 | 1500 | 1018.1811 | 6068.8073
470 | 2000 | 488.9547 | 5394.4954
471 | 1000 | 735.6459 | 6743.1193
472 | 1505 | 1057.8204 | 8091.7431
473 | 1490 | 1026.615 | 10114.6789
474 | 2500 | 1070.2604 | 10788.9908
475 | 3000 | 1105.4719 | 8766.055
476 | 1510 | 1808.0147 | 7417.4312
477 | 1975 | 1237.8839 | 6743.1193
478 | 3010 | 1323.277 | 5057.3394
479 | 500 | 1105.0502 | 3371.5596
480 | 515 | 1020.7113 | 2022.9358
481 | 0 | 632.9633 | 1685.7798
482 | 0 | 358.4402 | 1348.6239
483 | 0 | 317.325 | 1348.6239
484 | 980 | 327.2349 | 1348.6239
485 | 1000 | 313.3189 | 2022.9358
486 | 1020 | 325.5481 | 3371.5596
487 | 2450 | 565.703 | 8428.8991
488 | 3000 | 856.6722 | 14834.8624
489 | 3495 | 868.4796 | 10114.6789
490 | 4000 | 808.1773 | 8428.8991
491 | 555 | 596.6976 | 6743.1193
492 | 1470 | 756.0981 | 6743.1193
493 | 2030 | 1053.3926 | 6068.8073
494 | 500 | 669.8616 | 5394.4954
495 | 1965 | 839.5935 | 6743.1193
496 | 1465 | 586.7878 | 8091.7431
497 | 2035 | 635.9152 | 10114.6789
498 | 1995 | 826.521 | 10788.9908
499 | 1540 | 1591.053 | 8766.055
500 | 2460 | 1142.7918 | 7417.4312
501 | 3455 | 1243.9985 | 6743.1193
502 | 1085 | 1171.467 | 5057.3394
503 | 500 | 1176.5274 | 3371.5596
504 | 0 | 992.6686 | 2022.9358
505 | 455 | 501.8163 | 1685.7798
506 | 1950 | 413.0497 | 1348.6239
507 | 545 | 310.9996 | 1348.6239
508 | 1500 | 303.8308 | 1348.6239
509 | 550 | 309.9454 | 2022.9358
510 | 1445 | 326.6023 | 3371.5596
511 | 1500 | 372.567 | 8428.8991
512 | 3000 | 879.2328 | 14834.8624
513 | 3645 | 873.1183 | 10114.6789
514 | 3500 | 1166.1959 | 8428.8991
515 | 3205 | 679.7714 | 6743.1193
516 | 500 | 768.3272 | 6743.1193
517 | 1495 | 832.4247 | 6068.8073
518 | 1710 | 1001.735 | 5394.4954
519 | 500 | 688.2053 | 6743.1193
520 | 1790 | 733.7483 | 8091.7431
521 | 2495 | 694.9524 | 10114.6789
522 | 1285 | 615.6738 | 10788.9908
523 | 3000 | 2058.9229 | 8766.055
524 | 2995 | 1376.4105 | 7417.4312
525 | 2435 | 1850.6059 | 6743.1193
526 | 780 | 1218.486 | 5057.3394
527 | 1220 | 871.8532 | 3371.5596
528 | 500 | 950.0775 | 2022.9358
529 | 1500 | 589.1071 | 1685.7798
530 | 1000 | 438.5622 | 1348.6239
531 | 1545 | 463.8638 | 1348.6239
532 | 1730 | 338.1989 | 1348.6239
533 | 1495 | 358.8619 | 2022.9358
534 | 1000 | 308.2586 | 3371.5596
535 | 2000 | 433.0801 | 8428.8991
536 | 3270 | 619.2582 | 14834.8624
537 | 3495 | 599.0169 | 10114.6789
538 | 3500 | 638.867 | 8428.8991
539 | 3495 | 492.7499 | 6743.1193
540 | 1995 | 534.7085 | 6743.1193
541 | 3500 | 516.9973 | 6068.8073
542 | 1975 | 795.7373 | 5394.4954
543 | 1020 | 980.4395 | 6743.1193
544 | 2480 | 755.8872 | 8091.7431
545 | 755 | 872.2749 | 10114.6789
546 | 3000 | 1729.7904 | 10788.9908
547 | 1000 | 1238.7273 | 8766.055
548 | 2750 | 1467.7074 | 7417.4312
549 | 2495 | 1619.5173 | 6743.1193
550 | 2500 | 1306.6201 | 5057.3394
551 | 0 | 1380.4166 | 3371.5596
552 | 0 | 1130.7735 | 2022.9358
553 | 0 | 553.2631 | 1685.7798
554 | 0 | 455.4299 | 1348.6239
555 | 500 | 314.3732 | 1348.6239
556 | 1500 | 332.7169 | 1348.6239
557 | 1000 | 304.0417 | 2022.9358
558 | 1240 | 313.7406 | 3371.5596
559 | 1500 | 449.5262 | 8428.8991
560 | 3235 | 866.7928 | 14834.8624
561 | 3495 | 740.4954 | 10114.6789
562 | 4000 | 864.6844 | 8428.8991
563 | 3495 | 929.2036 | 6743.1193
564 | 3500 | 1048.3323 | 6743.1193
565 | 2535 | 769.5923 | 6068.8073
566 | 1730 | 950.71 | 5394.4954
567 | 3730 | 488.3221 | 6743.1193
568 | 2040 | 534.4976 | 8091.7431
569 | 1955 | 745.134 | 10114.6789
570 | 3495 | 1139.4183 | 10788.9908
571 | 1275 | 1438.3996 | 8766.055
572 | 2720 | 1230.5043 | 7417.4312
573 | 2775 | 1559.215 | 6743.1193
574 | 1500 | 964.2042 | 5057.3394
575 | 780 | 1125.0807 | 3371.5596
576 | 0 | 1021.9764 | 2022.9358
577 | 0 | 789.2011 | 1685.7798
578 | 715 | 801.0085 | 1348.6239
579 | 1285 | 524.377 | 1348.6239
580 | 715 | 344.3135 | 1348.6239
581 | 1285 | 334.1928 | 2022.9358
582 | 1210 | 316.06 | 3371.5596
583 | 2000 | 315.4274 | 8428.8991
584 | 3000 | 361.1813 | 14834.8624
585 | 3705 | 755.0438 | 10114.6789
586 | 3495 | 971.5839 | 8428.8991
587 | 3500 | 1101.0441 | 6743.1193
588 | 3795 | 831.1597 | 6743.1193
589 | 3500 | 859.8349 | 6068.8073
590 | 1795 | 990.9818 | 5394.4954
591 | 2200 | 692.2114 | 6743.1193
592 | 3500 | 1167.6718 | 8091.7431
593 | 1000 | 959.5656 | 10114.6789
594 | 3690 | 1082.4895 | 10788.9908
595 | 3500 | 1284.2703 | 8766.055
596 | 3000 | 1489.6355 | 7417.4312
597 | 3495 | 1687.1993 | 6743.1193
598 | 3000 | 1181.5877 | 5057.3394
599 | 1115 | 850.9793 | 3371.5596
600 | 190 | 718.7781 | 2022.9358
601 | 2500 | 775.9177 | 1685.7798
602 | 810 | 481.575 | 1348.6239
603 | 2370 | 470.1893 | 1348.6239
604 | 1130 | 413.6822 | 1348.6239
605 | 1185 | 340.7291 | 2022.9358
606 | 995 | 307.6261 | 3371.5596
607 | 1500 | 366.6633 | 8428.8991
608 | 2180 | 390.0673 | 14834.8624
609 | 3995 | 716.2479 | 10114.6789
610 | 3500 | 678.5063 | 8428.8991
611 | 3495 | 969.8971 | 6743.1193
612 | 3325 | 825.8885 | 6743.1193
613 | 1325 | 842.1237 | 6068.8073
614 | 1675 | 772.755 | 5394.4954
615 | 1825 | 611.0352 | 6743.1193
616 | 1670 | 951.5534 | 8091.7431
617 | 2330 | 1308.3069 | 10114.6789
618 | 940 | 1746.2365 | 10788.9908
619 | 3440 | 1927.9868 | 8766.055
620 | 3060 | 1579.6672 | 7417.4312
621 | 1060 | 1603.0713 | 6743.1193
622 | 3370 | 1352.1631 | 5057.3394
623 | 3500 | 993.0903 | 3371.5596
624 | 1130 | 810.0749 | 2022.9358
625 | 430 | 603.6555 | 1685.7798
626 | 1500 | 493.3824 | 1348.6239
627 | 1500 | 343.8918 | 1348.6239
628 | 1000 | 364.9765 | 1348.6239
629 | 1570 | 346.4219 | 2022.9358
630 | 1925 | 349.7955 | 3371.5596
631 | 3075 | 578.5647 | 8428.8991
632 | 2345 | 605.1315 | 14834.8624
633 | 3575 | 609.3484 | 10114.6789
634 | 3920 | 801.0085 | 8428.8991
635 | 2660 | 725.1035 | 6743.1193
636 | 920 | 873.3291 | 6743.1193
637 | 2915 | 765.5862 | 6068.8073
638 | 165 | 635.0718 | 5394.4954
639 | 415 | 693.4764 | 6743.1193
640 | 1585 | 807.1231 | 8091.7431
641 | 1000 | 791.7312 | 10114.6789
642 | 1910 | 856.0396 | 10788.9908
643 | 1500 | 1227.9741 | 8766.055
644 | 1590 | 1578.613 | 7417.4312
645 | 1405 | 1576.0828 | 6743.1193
646 | 3500 | 1563.8537 | 5057.3394
647 | 1000 | 1191.0758 | 3371.5596
648 | 595 | 1011.434 | 2022.9358
649 | 0 | 431.8151 | 1685.7798
650 | 0 | 351.0606 | 1348.6239
651 | 0 | 448.472 | 1348.6239
652 | 0 | 474.8279 | 1348.6239
653 | 895 | 581.0949 | 2022.9358
654 | 1000 | 447.8395 | 3371.5596
655 | 1390 | 668.1748 | 8428.8991
656 | 2500 | 686.7293 | 14834.8624
657 | 3995 | 810.0749 | 10114.6789
658 | 3500 | 654.8914 | 8428.8991
659 | 2610 | 635.2826 | 6743.1193
660 | 610 | 534.9193 | 6743.1193
661 | 1500 | 541.4556 | 6068.8073
662 | 1885 | 663.3253 | 5394.4954
663 | 1000 | 589.5288 | 6743.1193
664 | 1615 | 442.3574 | 8091.7431
665 | 1380 | 434.7669 | 10114.6789
666 | 1500 | 814.7136 | 10788.9908
667 | 2380 | 1340.3556 | 8766.055
668 | 2620 | 1564.4862 | 7417.4312
669 | 995 | 1093.0319 | 6743.1193
670 | 2000 | 1112.4298 | 5057.3394
671 | 1125 | 970.108 | 3371.5596
672 | 0 | 797.635 | 2022.9358
673 | 0 | 446.1527 | 1685.7798
674 | 0 | 566.5464 | 1348.6239
675 | 1000 | 420.6402 | 1348.6239
676 | 1000 | 317.9576 | 1348.6239
677 | 500 | 308.0478 | 2022.9358
678 | 1000 | 333.3494 | 3371.5596
679 | 1865 | 416.4232 | 8428.8991
680 | 3000 | 609.5593 | 14834.8624
681 | 3360 | 418.7425 | 10114.6789
682 | 3135 | 487.2679 | 8428.8991
683 | 500 | 740.0737 | 6743.1193
684 | 2000 | 607.8725 | 6743.1193
685 | 500 | 1139.84 | 6068.8073
686 | 1855 | 724.8927 | 5394.4954
687 | 785 | 1107.3695 | 6743.1193
688 | 1855 | 960.409 | 8091.7431
689 | 1500 | 429.2849 | 10114.6789
690 | 2000 | 615.6738 | 10788.9908
691 | 2500 | 1550.992 | 8766.055
692 | 495 | 1646.5058 | 7417.4312
693 | 2850 | 1131.8278 | 6743.1193
694 | 1150 | 838.961 | 5057.3394
695 | 150 | 1052.9709 | 3371.5596
696 | 0 | 871.6423 | 2022.9358
697 | 0 | 600.9145 | 1685.7798
698 | 0 | 339.6748 | 1348.6239
699 | 0 | 321.3311 | 1348.6239
700 | 0 | 330.6084 | 1348.6239
701 | 0 | 300.879 | 2022.9358
702 | 0 | 316.9033 | 3371.5596
703 | 840 | 442.1466 | 8428.8991
704 | 2500 | 631.2765 | 14834.8624
705 | 2160 | 531.1241 | 10114.6789
706 | 2175 | 600.4928 | 8428.8991
707 | 1325 | 436.032 | 6743.1193
708 | 500 | 833.479 | 6743.1193
709 | 830 | 686.5185 | 6068.8073
710 | 170 | 412.2063 | 5394.4954
711 | 1000 | 716.2479 | 6743.1193
712 | 500 | 744.5015 | 8091.7431
713 | 500 | 508.3526 | 10114.6789
714 | 1270 | 1232.191 | 10788.9908
715 | 995 | 1398.9712 | 8766.055
716 | 735 | 1371.3502 | 7417.4312
717 | 1500 | 1230.7151 | 6743.1193
718 | 1025 | 1133.5145 | 5057.3394
719 | 475 | 1009.3255 | 3371.5596
720 | 0 | 753.7787 | 2022.9358
721 | 0 | 537.6604 | 1685.7798
722 | 0 | 335.4579 | 1348.6239
723 | 0 | 333.7711 | 1348.6239
724 | 0 | 344.7352 | 1348.6239
725 | 1255 | 325.3372 | 2022.9358
726 | 1500 | 327.4457 | 3371.5596
727 | 1755 | 435.6103 | 8428.8991
728 | 2995 | 802.4844 | 14834.8624
729 | 3500 | 616.5172 | 10114.6789
730 | 3495 | 452.2672 | 8428.8991
731 | 3000 | 669.4399 | 6743.1193
732 | 500 | 534.7085 | 6743.1193
733 | 750 | 501.1838 | 6068.8073
734 | 750 | 517.8407 | 5394.4954
735 | 500 | 458.8035 | 6743.1193
736 | 500 | 359.4945 | 8091.7431
737 | 500 | 377.6273 | 10114.6789
738 | 1740 | 642.6623 | 10788.9908
739 | 760 | 1234.5104 | 8766.055
740 | 1500 | 1506.5032 | 7417.4312
741 | 735 | 1809.4907 | 6743.1193
742 | 500 | 1666.958 | 5057.3394
743 | 265 | 1161.7681 | 3371.5596
744 | 0 | 771.7007 | 2022.9358
745 | 0 | 840.2261 | 1685.7798
746 | 0 | 621.3667 | 1348.6239
747 | 0 | 564.2271 | 1348.6239
748 | 0 | 426.333 | 1348.6239
749 | 0 | 334.6145 | 2022.9358
750 | 225 | 322.1745 | 3371.5596
751 | 1500 | 337.7772 | 8428.8991
752 | 2220 | 638.2345 | 14834.8624
753 | 3055 | 592.4806 | 10114.6789
754 | 720 | 1105.8936 | 8428.8991
755 | 2280 | 1344.9943 | 6743.1193
756 | 1000 | 1286.3788 | 6743.1193
757 | 1420 | 834.3224 | 6068.8073
758 | 1580 | 549.8895 | 5394.4954
759 | 1420 | 746.3991 | 6743.1193
760 | 1080 | 980.2286 | 8091.7431
761 | 1500 | 1369.6634 | 10114.6789
762 | 1415 | 2008.3196 | 10788.9908
763 | 1000 | 1487.1053 | 8766.055
764 | 995 | 1327.9157 | 7417.4312
765 | 1500 | 1508.8226 | 6743.1193
766 | 1000 | 1751.7185 | 5057.3394
767 | 590 | 1003.4218 | 3371.5596
768 | 0 | 1043.0611 | 2022.9358
769 | 0 | 749.5618 | 1685.7798
770 | 0 | 654.2589 | 1348.6239
771 | 0 | 618.6257 | 1348.6239
772 | 0 | 551.1546 | 1348.6239
773 | 0 | 518.2624 | 2022.9358
774 | 0 | 365.609 | 3371.5596
775 | 395 | 406.5134 | 8428.8991
776 | 1105 | 681.4581 | 14834.8624
777 | 2785 | 748.0859 | 10114.6789
778 | 4000 | 756.0981 | 8428.8991
779 | 2495 | 768.1163 | 6743.1193
780 | 2720 | 1389.483 | 6743.1193
781 | 385 | 1463.4904 | 6068.8073
782 | 3385 | 1432.7067 | 5394.4954
783 | 615 | 1464.7555 | 6743.1193
784 | 2000 | 1296.2886 | 8091.7431
785 | 2115 | 1154.5993 | 10114.6789
786 | 1760 | 2168.9851 | 10788.9908
787 | 3120 | 3367.4406 | 8766.055
788 | 1620 | 2294.0175 | 7417.4312
789 | 1875 | 1821.7198 | 6743.1193
790 | 3000 | 1221.4378 | 5057.3394
791 | 1500 | 913.8118 | 3371.5596
792 | 625 | 1021.9764 | 2022.9358
793 | 0 | 922.2456 | 1685.7798
794 | 370 | 881.3413 | 1348.6239
795 | 1000 | 374.0429 | 1348.6239
796 | 1000 | 362.2355 | 1348.6239
797 | 1630 | 359.4945 | 2022.9358
798 | 865 | 364.1331 | 3371.5596
799 | 1635 | 619.8908 | 8428.8991
800 | 2230 | 807.7556 | 14834.8624
801 | 3495 | 618.6257 | 10114.6789
802 | 4000 | 518.895 | 8428.8991
803 | 3135 | 614.8304 | 6743.1193
804 | 3360 | 774.4418 | 6743.1193
805 | 635 | 803.3278 | 6068.8073
806 | 1145 | 711.8201 | 5394.4954
807 | 1710 | 822.3041 | 6743.1193
808 | 1790 | 576.8779 | 8091.7431
809 | 1850 | 709.9225 | 10114.6789
810 | 3350 | 1003.6327 | 10788.9908
811 | 800 | 1543.8232 | 8766.055
812 | 2345 | 992.2469 | 7417.4312
813 | 2155 | 1269.511 | 6743.1193
814 | 1690 | 1316.7408 | 5057.3394
815 | 3155 | 1043.2719 | 3371.5596
816 | 655 | 1062.2482 | 2022.9358
817 | 0 | 669.0182 | 1685.7798
818 | 0 | 375.308 | 1348.6239
819 | 0 | 381.0009 | 1348.6239
820 | 0 | 349.7955 | 1348.6239
821 | 835 | 337.3555 | 2022.9358
822 | 1000 | 357.5968 | 3371.5596
823 | 2330 | 504.3465 | 8428.8991
824 | 3495 | 710.7659 | 14834.8624
825 | 3500 | 675.9761 | 10114.6789
826 | 3170 | 502.4489 | 8428.8991
827 | 2670 | 699.8019 | 6743.1193
828 | 325 | 914.0226 | 6743.1193
829 | 2000 | 761.7909 | 6068.8073
830 | 495 | 1023.4523 | 5394.4954
831 | 1000 | 823.9909 | 6743.1193
832 | 2000 | 420.2185 | 8091.7431
833 | 1500 | 435.6103 | 10114.6789
834 | 2000 | 708.0249 | 10788.9908
835 | 2495 | 1378.3081 | 8766.055
836 | 1000 | 1957.5054 | 7417.4312
837 | 2000 | 1630.0597 | 6743.1193
838 | 1185 | 1416.0498 | 5057.3394
839 | 500 | 1093.2427 | 3371.5596
840 | 0 | 992.2469 | 2022.9358
841 | 0 | 644.5599 | 1685.7798
842 | 0 | 580.884 | 1348.6239
843 | 0 | 384.3744 | 1348.6239
844 | 0 | 323.0179 | 1348.6239
845 | 500 | 310.7888 | 2022.9358
846 | 0 | 307.8369 | 3371.5596
847 | 1605 | 593.1132 | 8428.8991
848 | 2995 | 772.1224 | 14834.8624
849 | 3000 | 364.1331 | 10114.6789
850 | 400 | 396.6036 | 8428.8991
851 | 1800 | 666.6988 | 6743.1193
852 | 200 | 919.5046 | 6743.1193
853 | 2500 | 1327.494 | 6068.8073
854 | 0 | 961.2524 | 5394.4954
855 | 1290 | 712.8744 | 6743.1193
856 | 1210 | 972.0056 | 8091.7431
857 | 1290 | 643.5057 | 10114.6789
858 | 1495 | 922.0348 | 10788.9908
859 | 1500 | 2155.9126 | 8766.055
860 | 3285 | 2436.3509 | 7417.4312
861 | 1430 | 2093.5018 | 6743.1193
862 | 1780 | 1965.0959 | 5057.3394
863 | 1220 | 1294.1801 | 3371.5596
864 | 0 | 974.3249 | 2022.9358
865 | 0 | 599.8603 | 1685.7798
866 | 275 | 397.8687 | 1348.6239
867 | 1000 | 419.7968 | 1348.6239
868 | 1000 | 417.0558 | 1348.6239
869 | 2000 | 296.4512 | 2022.9358
870 | 995 | 304.4634 | 3371.5596
871 | 2270 | 421.6944 | 8428.8991
872 | 2730 | 573.9261 | 14834.8624
873 | 3000 | 495.4909 | 10114.6789
874 | 3495 | 577.9322 | 8428.8991
875 | 3265 | 626.427 | 6743.1193
876 | 970 | 846.3407 | 6743.1193
877 | 1525 | 561.9078 | 6068.8073
878 | 2975 | 456.4842 | 5394.4954
879 | 260 | 670.2832 | 6743.1193
880 | 1755 | 575.6129 | 8091.7431
881 | 1485 | 1042.2177 | 10114.6789
882 | 2010 | 1390.959 | 10788.9908
883 | 3110 | 1280.8967 | 8766.055
884 | 660 | 1194.6602 | 7417.4312
885 | 2775 | 1655.3614 | 6743.1193
886 | 2445 | 1236.6188 | 5057.3394
887 | 0 | 1303.0357 | 3371.5596
888 | 0 | 1084.8088 | 2022.9358
889 | 0 | 645.1924 | 1685.7798
890 | 500 | 480.3099 | 1348.6239
891 | 1000 | 361.8138 | 1348.6239
892 | 1000 | 312.0539 | 1348.6239
893 | 1265 | 315.2166 | 2022.9358
894 | 1235 | 377.8382 | 3371.5596
895 | 1530 | 447.6286 | 8428.8991
896 | 2730 | 531.5458 | 14834.8624
897 | 3275 | 674.9219 | 10114.6789
898 | 3495 | 733.5374 | 8428.8991
899 | 3500 | 722.7842 | 6743.1193
900 | 1485 | 1135.623 | 6743.1193
901 | 3000 | 730.1639 | 6068.8073
902 | 995 | 1062.2482 | 5394.4954
903 | 1000 | 717.513 | 6743.1193
904 | 2510 | 440.249 | 8091.7431
905 | 2480 | 653.2046 | 10114.6789
906 | 1505 | 479.8882 | 10788.9908
907 | 3000 | 1154.3884 | 8766.055
908 | 3005 | 965.891 | 7417.4312
909 | 995 | 870.7989 | 6743.1193
910 | 2500 | 1010.3798 | 5057.3394
911 | 995 | 760.1042 | 3371.5596
912 | 0 | 643.2948 | 2022.9358
913 | 0 | 447.8395 | 1685.7798
914 | 0 | 557.9017 | 1348.6239
915 | 500 | 305.5176 | 1348.6239
916 | 0 | 307.6261 | 1348.6239
917 | 0 | 312.2647 | 2022.9358
918 | 0 | 307.6261 | 3371.5596
919 | 0 | 353.1691 | 8428.8991
920 | 490 | 512.1478 | 14834.8624
921 | 2500 | 1482.4667 | 10114.6789
922 | 3495 | 1456.7433 | 8428.8991
923 | 3985 | 1699.2176 | 6743.1193
924 | 3495 | 1709.3382 | 6743.1193
925 | 3015 | 1310.2045 | 6068.8073
926 | 500 | 806.0688 | 5394.4954
927 | 2500 | 998.1506 | 6743.1193
928 | 2995 | 793.418 | 8091.7431
929 | 1000 | 837.2742 | 10114.6789
930 | 3475 | 1275.8364 | 10788.9908
931 | 3020 | 2456.5807 | 8766.055
932 | 3000 | 1905.2153 | 7417.4312
933 | 3000 | 1818.3462 | 6743.1193
934 | 1000 | 1262.7639 | 5057.3394
935 | 1030 | 1292.7042 | 3371.5596
936 | 0 | 886.6125 | 2022.9358
937 | 500 | 646.6684 | 1685.7798
938 | 1465 | 384.3744 | 1348.6239
939 | 535 | 482.6292 | 1348.6239
940 | 960 | 429.074 | 1348.6239
941 | 2000 | 328.4999 | 2022.9358
942 | 1540 | 297.9271 | 3371.5596
943 | 1460 | 321.3311 | 8428.8991
944 | 2950 | 418.9534 | 14834.8624
945 | 3045 | 556.8475 | 10114.6789
946 | 3450 | 1174.6297 | 8428.8991
947 | 3045 | 1120.8637 | 6743.1193
948 | 2050 | 957.2463 | 6743.1193
949 | 500 | 959.1439 | 6068.8073
950 | 1950 | 1108.8454 | 5394.4954
951 | 1000 | 895.0464 | 6743.1193
952 | 2495 | 644.9816 | 8091.7431
953 | 2000 | 683.3558 | 10114.6789
954 | 2940 | 814.9244 | 10788.9908
955 | 3500 | 1604.758 | 8766.055
956 | 2995 | 1780.8154 | 7417.4312
957 | 3000 | 1730.423 | 6743.1193
958 | 3060 | 1619.5173 | 5057.3394
959 | 3430 | 1330.8675 | 3371.5596
960 | 2130 | 835.5874 | 2022.9358
961 | 435 | 587.2094 | 1685.7798
962 | 3430 | 760.1042 | 1348.6239
963 | 3065 | 529.4373 | 1348.6239
964 | 1000 | 309.7345 | 1348.6239
965 | 3925 | 317.9576 | 2022.9358
966 | 3070 | 316.9033 | 3371.5596
967 | 2075 | 411.152 | 8428.8991
968 | 2845 | 588.0528 | 14834.8624
969 | 3500 | 471.876 | 10114.6789
970 | 3500 | 634.2284 | 8428.8991
971 | 3075 | 627.903 | 6743.1193
972 | 1080 | 591.0047 | 6743.1193
973 | 2335 | 798.0566 | 6068.8073
974 | 2580 | 797.2133 | 5394.4954
975 | 585 | 561.9078 | 6743.1193
976 | 2415 | 442.3574 | 8091.7431
977 | 1000 | 780.7672 | 10114.6789
978 | 1495 | 1070.6821 | 10788.9908
979 | 3000 | 1614.2462 | 8766.055
980 | 2500 | 1602.6496 | 7417.4312
981 | 2090 | 1680.8739 | 6743.1193
982 | 1405 | 1193.8168 | 5057.3394
983 | 2500 | 1232.8236 | 3371.5596
984 | 95 | 1067.0977 | 2022.9358
985 | 0 | 685.2534 | 1685.7798
986 | 0 | 422.5378 | 1348.6239
987 | 500 | 314.3732 | 1348.6239
988 | 1400 | 548.6244 | 1348.6239
989 | 600 | 325.1264 | 2022.9358
990 | 1000 | 325.5481 | 3371.5596
991 | 1895 | 461.9662 | 8428.8991
992 | 3390 | 611.4569 | 14834.8624
993 | 2605 | 560.4319 | 10114.6789
994 | 3390 | 458.3818 | 8428.8991
995 | 3110 | 512.1478 | 6743.1193
996 | 110 | 705.4947 | 6743.1193
997 | 1385 | 541.4556 | 6068.8073
998 | 615 | 404.1941 | 5394.4954
999 | 885 | 444.6767 | 6743.1193
1000 | 1000 | 436.2429 | 8091.7431
1001 | 1995 | 376.9948 | 10114.6789
1002 | 1500 | 441.9357 | 10788.9908
1003 | 2120 | 1255.3842 | 8766.055
1004 | 1500 | 1810.3341 | 7417.4312
1005 | 2380 | 1397.2844 | 6743.1193
1006 | 2995 | 1094.0861 | 5057.3394
1007 | 125 | 1083.1221 | 3371.5596
1008 | 0 | 793.8397 | 2022.9358
1009 | 0 | 486.4245 | 1685.7798
1010 | 500 | 315.4274 | 1348.6239
1011 | 1870 | 307.6261 | 1348.6239
1012 | 1130 | 296.8729 | 1348.6239
1013 | 1870 | 297.7162 | 2022.9358
1014 | 1865 | 290.7583 | 3371.5596
1015 | 2500 | 398.5012 | 8428.8991
1016 | 2995 | 839.1719 | 14834.8624
1017 | 3135 | 495.0692 | 10114.6789
1018 | 3360 | 375.0972 | 8428.8991
1019 | 3500 | 675.5544 | 6743.1193
1020 | 2635 | 663.747 | 6743.1193
1021 | 640 | 865.1061 | 6068.8073
1022 | 1360 | 819.3522 | 5394.4954
1023 | 2495 | 693.2656 | 6743.1193
1024 | 1000 | 446.3635 | 8091.7431
1025 | 2855 | 498.8645 | 10114.6789
1026 | 3145 | 663.9578 | 10788.9908
1027 | 1500 | 1464.5446 | 8766.055
1028 | 2495 | 1368.82 | 7417.4312
1029 | 3000 | 1108.6346 | 6743.1193
1030 | 3350 | 877.546 | 5057.3394
1031 | 800 | 762.6343 | 3371.5596
1032 | 0 | 696.85 | 2022.9358
1033 | 345 | 415.5798 | 1685.7798
1034 | 155 | 300.879 | 1348.6239
1035 | 0 | 285.0654 | 1348.6239
1036 | 0 | 289.4932 | 1348.6239
1037 | 0 | 281.481 | 2022.9358
1038 | 0 | 292.8668 | 3371.5596
1039 | 0 | 541.0339 | 8428.8991
1040 | 1340 | 633.1741 | 14834.8624
1041 | 2495 | 668.1748 | 10114.6789
1042 | 3335 | 512.9912 | 8428.8991
1043 | 3500 | 729.1096 | 6743.1193
1044 | 3495 | 1009.3255 | 6743.1193
1045 | 3500 | 1279.21 | 6068.8073
1046 | 3165 | 827.1536 | 5394.4954
1047 | 1000 | 613.7762 | 6743.1193
1048 | 2500 | 487.2679 | 8091.7431
1049 | 3495 | 631.0657 | 10114.6789
1050 | 3500 | 1367.9766 | 10788.9908
1051 | 3325 | 1265.5049 | 8766.055
1052 | 3175 | 1636.8068 | 7417.4312
1053 | 2820 | 1665.6929 | 6743.1193
1054 | 3175 | 1155.2318 | 5057.3394
1055 | 1180 | 1348.3678 | 3371.5596
1056 | 1320 | 1003.8435 | 2022.9358
1057 | 1495 | 461.9662 | 1685.7798
1058 | 1500 | 325.7589 | 1348.6239
1059 | 2815 | 312.4755 | 1348.6239
1060 | 3185 | 313.1081 | 1348.6239
1061 | 495 | 313.5298 | 2022.9358
1062 | 2810 | 315.6383 | 3371.5596
1063 | 3190 | 441.514 | 8428.8991
1064 | 2995 | 849.0817 | 14834.8624
1065 | 3310 | 675.3436 | 10114.6789
1066 | 1495 | 640.3429 | 8428.8991
1067 | 3500 | 969.2646 | 6743.1193
1068 | 3195 | 1048.3323 | 6743.1193
1069 | 495 | 889.1426 | 6068.8073
1070 | 1500 | 1023.6632 | 5394.4954
1071 | 1200 | 957.4571 | 6743.1193
1072 | 0 | 676.8195 | 8091.7431
1073 | 1795 | 578.5647 | 10114.6789
1074 | 2000 | 1028.0909 | 10788.9908
1075 | 1500 | 1463.4904 | 8766.055
1076 | 2000 | 2016.9643 | 7417.4312
1077 | 705 | 1234.2995 | 6743.1193
1078 | 2790 | 1027.2476 | 5057.3394
1079 | 1210 | 1047.278 | 3371.5596
1080 | 0 | 930.2578 | 2022.9358
1081 | 0 | 706.3381 | 1685.7798
1082 | 0 | 546.9376 | 1348.6239
1083 | 1570 | 340.9399 | 1348.6239
1084 | 430 | 538.5037 | 1348.6239
1085 | 1500 | 399.1337 | 2022.9358
1086 | 780 | 301.5115 | 3371.5596
1087 | 2000 | 344.7352 | 8428.8991
1088 | 3275 | 333.5603 | 14834.8624
1089 | 3000 | 758.8391 | 10114.6789
1090 | 3220 | 841.4912 | 8428.8991
1091 | 2225 | 691.1571 | 6743.1193
1092 | 0 | 1140.8942 | 6743.1193
1093 | 0 | 1427.8572 | 6068.8073
1094 | 0 | 1493.4307 | 5394.4954
1095 | 1535 | 881.9738 | 6743.1193
1096 | 730 | 1082.4895 | 8091.7431
1097 | 2000 | 1296.9211 | 10114.6789
1098 | 2500 | 1073.0014 | 10788.9908
1099 | 995 | 1365.8682 | 8766.055
1100 | 2760 | 1395.5976 | 7417.4312
1101 | 1480 | 1102.3092 | 6743.1193
1102 | 2015 | 947.3365 | 5057.3394
1103 | 985 | 969.2646 | 3371.5596
1104 | 0 | 866.7928 | 2022.9358
1105 | 0 | 566.9681 | 1685.7798
1106 | 0 | 648.9877 | 1348.6239
1107 | 250 | 729.7422 | 1348.6239
1108 | 1250 | 472.2977 | 1348.6239
1109 | 500 | 302.144 | 2022.9358
1110 | 1000 | 327.8674 | 3371.5596
1111 | 1000 | 329.765 | 8428.8991
1112 | 1990 | 329.9759 | 14834.8624
1113 | 3495 | 624.7403 | 10114.6789
1114 | 3255 | 951.9751 | 8428.8991
1115 | 3000 | 1138.9966 | 6743.1193
1116 | 260 | 1412.4654 | 6743.1193
1117 | 1740 | 1172.3104 | 6068.8073
1118 | 1760 | 1028.9343 | 5394.4954
1119 | 1235 | 1050.2299 | 6743.1193
1120 | 1265 | 903.2694 | 8091.7431
1121 | 1000 | 910.2274 | 10114.6789
1122 | 1965 | 1623.9451 | 10788.9908
1123 | 2035 | 1767.1104 | 8766.055
1124 | 1455 | 1331.2892 | 7417.4312
1125 | 3495 | 942.2761 | 6743.1193
1126 | 2775 | 840.0152 | 5057.3394
1127 | 1000 | 895.6789 | 3371.5596
1128 | 775 | 1170.202 | 2022.9358
1129 | 0 | 765.1645 | 1685.7798
1130 | 220 | 411.152 | 1348.6239
1131 | 1780 | 504.979 | 1348.6239
1132 | 500 | 417.4775 | 1348.6239
1133 | 500 | 431.6042 | 2022.9358
1134 | 715 | 438.5622 | 3371.5596
1135 | 1000 | 576.4562 | 8428.8991
1136 | 2710 | 652.9938 | 14834.8624
1137 | 3495 | 366.4524 | 10114.6789
1138 | 3080 | 493.3824 | 8428.8991
1139 | 500 | 663.9578 | 6743.1193
1140 | 1410 | 724.471 | 6743.1193
1141 | 590 | 927.7277 | 6068.8073
1142 | 705 | 732.0615 | 5394.4954
1143 | 2000 | 574.1369 | 6743.1193
1144 | 1295 | 402.929 | 8091.7431
1145 | 1400 | 382.8985 | 10114.6789
1146 | 3000 | 625.1619 | 10788.9908
1147 | 1100 | 1459.4843 | 8766.055
1148 | 2195 | 1366.079 | 7417.4312
1149 | 3000 | 1016.0727 | 6743.1193
1150 | 805 | 846.3407 | 5057.3394
1151 | 2385 | 717.513 | 3371.5596
1152 | 615 | 962.7283 | 2022.9358
1153 | 0 | 679.5605 | 1685.7798
1154 | 190 | 434.3452 | 1348.6239
1155 | 310 | 440.249 | 1348.6239
1156 | 0 | 445.0984 | 1348.6239
1157 | 0 | 300.2464 | 2022.9358
1158 | 0 | 291.18 | 3371.5596
1159 | 0 | 530.9132 | 8428.8991
1160 | 1685 | 1024.0848 | 14834.8624
1161 | 3495 | 1029.1452 | 10114.6789
1162 | 3500 | 743.6581 | 8428.8991
1163 | 3175 | 386.4829 | 6743.1193
1164 | 3320 | 792.3638 | 6743.1193
1165 | 3175 | 855.1962 | 6068.8073
1166 | 1650 | 1315.6865 | 5394.4954
1167 | 1845 | 893.7813 | 6743.1193
1168 | 1655 | 361.3921 | 8091.7431
1169 | 1170 | 343.2592 | 10114.6789
1170 | 1495 | 560.6427 | 10788.9908
1171 | 2500 | 955.7704 | 8766.055
1172 | 2500 | 1306.6201 | 7417.4312
1173 | 1500 | 1485.6294 | 6743.1193
1174 | 3000 | 957.668 | 5057.3394
1175 | 835 | 669.4399 | 3371.5596
1176 | 0 | 633.8067 | 2022.9358
1177 | 1320 | 430.1283 | 1685.7798
1178 | 2680 | 307.6261 | 1348.6239
1179 | 655 | 283.1678 | 1348.6239
1180 | 3000 | 290.3366 | 1348.6239
1181 | 1500 | 287.5956 | 2022.9358
1182 | 2650 | 314.1623 | 3371.5596
1183 | 3000 | 414.1039 | 8428.8991
1184 | 2845 | 445.0984 | 14834.8624
1185 | 3150 | 470.1893 | 10114.6789
1186 | 3495 | 460.912 | 8428.8991
1187 | 3500 | 486.8462 | 6743.1193
1188 | 3205 | 544.8292 | 6743.1193
1189 | 145 | 636.126 | 6068.8073
1190 | 1355 | 794.8939 | 5394.4954
1191 | 0 | 529.859 | 6743.1193
1192 | 0 | 384.7961 | 8091.7431
1193 | 500 | 434.1344 | 10114.6789
1194 | 1640 | 504.979 | 10788.9908
1195 | 995 | 1090.08 | 8766.055
1196 | 2000 | 1555.6306 | 7417.4312
1197 | 1000 | 1743.9172 | 6743.1193
1198 | 1500 | 1181.7985 | 5057.3394
1199 | 865 | 921.6131 | 3371.5596
1200 | 0 | 499.2862 | 2022.9358
1201 | 0 | 468.2916 | 1685.7798
1202 | 0 | 426.9656 | 1348.6239
1203 | 0 | 304.4634 | 1348.6239
1204 | 0 | 310.9996 | 1348.6239
1205 | 0 | 307.8369 | 2022.9358
1206 | 0 | 382.4768 | 3371.5596
1207 | 120 | 499.497 | 8428.8991
1208 | 2000 | 495.9126 | 14834.8624
1209 | 2620 | 409.2544 | 10114.6789
1210 | 3500 | 349.7955 | 8428.8991
1211 | 3440 | 325.1264 | 6743.1193
1212 | 3460 | 322.8071 | 6743.1193
1213 | 3140 | 640.1321 | 6068.8073
1214 | 1720 | 660.7951 | 5394.4954
1215 | 2135 | 770.4357 | 6743.1193
1216 | 3500 | 798.2675 | 8091.7431
1217 | 3000 | 575.8237 | 10114.6789
1218 | 1500 | 546.3051 | 10788.9908
1219 | 2625 | 1060.3506 | 8766.055
1220 | 3370 | 1854.1903 | 7417.4312
1221 | 2870 | 1454.2131 | 6743.1193
1222 | 630 | 1150.3823 | 5057.3394
1223 | 870 | 1145.1111 | 3371.5596
1224 | 0 | 821.6715 | 2022.9358
1225 | 0 | 494.6475 | 1685.7798
1226 | 1000 | 316.2708 | 1348.6239
1227 | 1000 | 309.102 | 1348.6239
1228 | 1125 | 313.7406 | 1348.6239
1229 | 1375 | 297.0837 | 2022.9358
1230 | 1120 | 437.0862 | 3371.5596
1231 | 2000 | 563.1729 | 8428.8991
1232 | 2500 | 575.402 | 14834.8624
1233 | 3120 | 568.0224 | 10114.6789
1234 | 3500 | 592.9023 | 8428.8991
1235 | 3495 | 765.5862 | 6743.1193
1236 | 3495 | 985.289 | 6743.1193
1237 | 3385 | 810.7075 | 6068.8073
1238 | 3115 | 681.8798 | 5394.4954
1239 | 1770 | 384.3744 | 6743.1193
1240 | 2303.75 | 440.249 | 8091.7431
1241 | 2303.75 | 463.8638 | 10114.6789
1242 | 2303.75 | 600.4928 | 10788.9908
1243 | 2303.75 | 1699.6393 | 8766.055
1244 | 3000 | 1268.2459 | 7417.4312
1245 | 2495 | 1229.0283 | 6743.1193
1246 | 2895 | 1166.1959 | 5057.3394
1247 | 395 | 781.1889 | 3371.5596
1248 | 0 | 630.644 | 2022.9358
1249 | 0 | 788.3577 | 1685.7798
1250 | 500 | 647.7226 | 1348.6239
1251 | 0 | 441.7249 | 1348.6239
1252 | 0 | 302.3549 | 1348.6239
1253 | 0 | 301.0898 | 2022.9358
1254 | 0 | 320.4877 | 3371.5596
1255 | 0 | 429.4957 | 8428.8991
1256 | 1590 | 468.5025 | 14834.8624
1257 | 2500 | 604.2881 | 10114.6789
1258 | 3500 | 847.6057 | 8428.8991
1259 | 3500 | 584.4684 | 6743.1193
1260 | 3090 | 791.0987 | 6743.1193
1261 | 3495 | 899.8958 | 6068.8073
1262 | 3195 | 948.6015 | 5394.4954
1263 | 3130 | 553.8956 | 6743.1193
1264 | 1270 | 497.1777 | 8091.7431
1265 | 3365 | 428.2307 | 10114.6789
1266 | 3500 | 656.1565 | 10788.9908
1267 | 2995 | 633.5958 | 8766.055
1268 | 3000 | 1540.2388 | 7417.4312
1269 | 3130 | 1327.0723 | 6743.1193
1270 | 2870 | 1395.5976 | 5057.3394
1271 | 870 | 958.3005 | 3371.5596
1272 | 0 | 719.6215 | 2022.9358
1273 | 0 | 659.1083 | 1685.7798
1274 | 1745 | 568.6549 | 1348.6239
1275 | 2755 | 511.0936 | 1348.6239
1276 | 625 | 488.533 | 1348.6239
1277 | 2375 | 443.6225 | 2022.9358
1278 | 1120 | 335.8796 | 3371.5596
1279 | 2500 | 465.7615 | 8428.8991
1280 | 3500 | 372.1453 | 14834.8624
1281 | 3000 | 509.6177 | 10114.6789
1282 | 3110 | 1151.4366 | 8428.8991
1283 | 3270 | 875.6484 | 6743.1193
1284 | 3250 | 505.6116 | 6743.1193
1285 | 3000 | 462.1771 | 6068.8073
1286 | 1750 | 594.1674 | 5394.4954
1287 | 1245 | 959.1439 | 6743.1193
1288 | 2500 | 670.2832 | 8091.7431
1289 | 1000 | 1303.8791 | 10114.6789
1290 | 2735 | 1362.7054 | 10788.9908
1291 | 2760 | 2610.0775 | 8766.055
1292 | 1000 | 2269.9809 | 7417.4312
1293 | 3000 | 1973.1081 | 6743.1193
1294 | 3235 | 1914.4926 | 5057.3394
1295 | 3260 | 892.9379 | 3371.5596
1296 | 765 | 605.764 | 2022.9358
1297 | 0 | 386.9046 | 1685.7798
1298 | 0 | 315.2166 | 1348.6239
1299 | 235 | 533.8651 | 1348.6239
1300 | 3230 | 305.3067 | 1348.6239
1301 | 1035 | 319.2227 | 2022.9358
1302 | 1730 | 315.0057 | 3371.5596
1303 | 2770 | 515.9431 | 8428.8991
1304 | 1960 | 475.0387 | 14834.8624
1305 | 3495 | 414.3147 | 10114.6789
1306 | 3270 | 364.7657 | 8428.8991
1307 | 3000 | 843.3888 | 6743.1193
1308 | 2275 | 791.5204 | 6743.1193
1309 | 0 | 473.9845 | 6068.8073
1310 | 2440 | 478.6231 | 5394.4954
1311 | 2060 | 614.8304 | 6743.1193
1312 | 720 | 589.5288 | 8091.7431
1313 | 2715 | 543.1424 | 10114.6789
1314 | 1280 | 1083.9654 | 10788.9908
1315 | 2220 | 944.3846 | 8766.055
1316 | 2780 | 2280.5233 | 7417.4312
1317 | 3000 | 1773.6466 | 6743.1193
1318 | 3000 | 1310.6262 | 5057.3394
1319 | 2285 | 1081.2244 | 3371.5596
1320 | 500 | 753.9896 | 2022.9358
1321 | 1210 | 550.9437 | 1685.7798
1322 | 2710 | 326.6023 | 1348.6239
1323 | 1785 | 293.4993 | 1348.6239
1324 | 2000 | 301.3006 | 1348.6239
1325 | 2500 | 298.7705 | 2022.9358
1326 | 1500 | 296.2403 | 3371.5596
1327 | 2205 | 684.8317 | 8428.8991
1328 | 3295 | 722.995 | 14834.8624
1329 | 3495 | 472.5086 | 10114.6789
1330 | 3500 | 552.2088 | 8428.8991
1331 | 3195 | 895.0464 | 6743.1193
1332 | 2105 | 519.5275 | 6743.1193
1333 | 890 | 748.7184 | 6068.8073
1334 | 2610 | 1139.6291 | 5394.4954
1335 | 1000 | 863.4193 | 6743.1193
1336 | 1500 | 541.0339 | 8091.7431
1337 | 1695 | 490.0089 | 10114.6789
1338 | 1500 | 472.7194 | 10788.9908
1339 | 2695 | 755.0438 | 8766.055
1340 | 2995 | 1388.218 | 7417.4312
1341 | 2805 | 1218.9077 | 6743.1193
1342 | 2500 | 1326.6506 | 5057.3394
1343 | 810 | 713.7178 | 3371.5596
1344 | 0 | 628.7463 | 2022.9358
1345 | 0 | 455.8516 | 1685.7798
1346 | 0 | 322.3854 | 1348.6239
1347 | 0 | 350.6389 | 1348.6239
1348 | 0 | 337.9881 | 1348.6239
1349 | 0 | 340.0965 | 2022.9358
1350 | 0 | 319.2227 | 3371.5596
1351 | 0 | 433.9235 | 8428.8991
1352 | 1680 | 438.9839 | 14834.8624
1353 | 3175 | 437.9296 | 10114.6789
1354 | 3320 | 536.6061 | 8428.8991
1355 | 3175 | 721.5191 | 6743.1193
1356 | 3500 | 549.0461 | 6743.1193
1357 | 3325 | 707.3924 | 6068.8073
1358 | 825 | 642.4514 | 5394.4954
1359 | 1845 | 560.0102 | 6743.1193
1360 | 2830 | 649.6202 | 8091.7431
1361 | 825 | 668.1748 | 10114.6789
1362 | 1645 | 682.7232 | 10788.9908
1363 | 2995 | 1348.3678 | 8766.055
1364 | 1000 | 1567.4381 | 7417.4312
1365 | 2135 | 2007.4762 | 6743.1193
1366 | 3000 | 1441.984 | 5057.3394
1367 | 725 | 1370.9285 | 3371.5596
1368 | 0 | 914.0226 | 2022.9358
1369 | 0 | 626.6379 | 1685.7798
1370 | 135 | 497.3885 | 1348.6239
1371 | 1000 | 530.4916 | 1348.6239
1372 | 1365 | 337.3555 | 1348.6239
1373 | 1000 | 334.8254 | 2022.9358
1374 | 1130 | 345.7894 | 3371.5596
1375 | 2000 | 525.0095 | 8428.8991
1376 | 3125 | 679.5605 | 14834.8624
1377 | 3495 | 568.2332 | 10114.6789
1378 | 3375 | 403.9832 | 8428.8991
1379 | 3125 | 384.3744 | 6743.1193
1380 | 875 | 440.249 | 6743.1193
1381 | 875 | 485.7919 | 6068.8073
1382 | 1620 | 663.747 | 5394.4954
1383 | 880 | 396.8144 | 6743.1193
1384 | 1620 | 504.1357 | 8091.7431
1385 | 2000 | 504.7682 | 10114.6789
1386 | 1880 | 821.039 | 10788.9908
1387 | 1735 | 918.8721 | 8766.055
1388 | 2380 | 1455.4782 | 7417.4312
1389 | 1000 | 1206.8894 | 6743.1193
1390 | 3000 | 786.4601 | 5057.3394
1391 | 885 | 867.0037 | 3371.5596
1392 | 0 | 836.22 | 2022.9358
1393 | 0 | 607.2399 | 1685.7798
1394 | 0 | 357.386 | 1348.6239
1395 | 0 | 317.7467 | 1348.6239
1396 | 0 | 341.3616 | 1348.6239
1397 | 610 | 345.1569 | 2022.9358
1398 | 995 | 455.6408 | 3371.5596
1399 | 1500 | 746.8208 | 8428.8991
1400 | 2605 | 563.8054 | 14834.8624
1401 | 3495 | 428.8632 | 10114.6789
1402 | 3395 | 562.7512 | 8428.8991
1403 | 3000 | 728.8988 | 6743.1193
1404 | 900 | 575.8237 | 6743.1193
1405 | 1000 | 460.0686 | 6068.8073
1406 | 600 | 371.3019 | 5394.4954
1407 | 2095 | 383.3202 | 6743.1193
1408 | 1400 | 331.0301 | 8091.7431
1409 | 1500 | 413.0497 | 10114.6789
1410 | 1980 | 545.4617 | 10788.9908
1411 | 1390 | 1118.1227 | 8766.055
1412 | 2495 | 1564.6971 | 7417.4312
1413 | 2500 | 1017.1269 | 6743.1193
1414 | 1960 | 932.5772 | 5057.3394
1415 | 580 | 865.3169 | 3371.5596
1416 | 0 | 740.2845 | 2022.9358
1417 | 500 | 545.04 | 1685.7798
1418 | 2915 | 469.5567 | 1348.6239
1419 | 85 | 452.0564 | 1348.6239
1420 | 1500 | 337.1447 | 1348.6239
1421 | 955 | 326.3915 | 2022.9358
1422 | 545 | 323.0179 | 3371.5596
1423 | 1450 | 464.0747 | 8428.8991
1424 | 3000 | 827.7861 | 14834.8624
1425 | 3450 | 1226.9199 | 10114.6789
1426 | 3495 | 1175.2623 | 8428.8991
1427 | 3500 | 997.5181 | 6743.1193
1428 | 2995 | 1098.3031 | 6743.1193
1429 | 555 | 1272.4628 | 6068.8073
1430 | 1055 | 950.9209 | 5394.4954
1431 | 1445 | 1252.8541 | 6743.1193
1432 | 1555 | 964.6259 | 8091.7431
1433 | 2440 | 1610.8726 | 10114.6789
1434 | 1000 | 1217.2209 | 10788.9908
1435 | 3000 | 1755.0921 | 8766.055
1436 | 1060 | 1399.3929 | 7417.4312
1437 | 1935 | 1142.1593 | 6743.1193
1438 | 3000 | 1027.0367 | 5057.3394
1439 | 65 | 674.5002 | 3371.5596
1440 | 0 | 705.9164 | 2022.9358
1441 | 0 | 575.6129 | 1685.7798
1442 | 0 | 466.394 | 1348.6239
1443 | 430 | 450.5805 | 1348.6239
1444 | 1070 | 318.5901 | 1348.6239
1445 | 1000 | 332.2952 | 2022.9358
1446 | 930 | 309.3128 | 3371.5596
1447 | 1070 | 338.8314 | 8428.8991
1448 | 2425 | 498.0211 | 14834.8624
1449 | 3000 | 785.4058 | 10114.6789
1450 | 3420 | 1120.0203 | 8428.8991
1451 | 3075 | 1222.0704 | 6743.1193
1452 | 2500 | 899.8958 | 6743.1193
1453 | 1000 | 1234.5104 | 6068.8073
1454 | 2415 | 913.6009 | 5394.4954
1455 | 2665 | 860.2566 | 6743.1193
1456 | 915 | 1034.4164 | 8091.7431
1457 | 3415 | 1291.8608 | 10114.6789
1458 | 1085 | 1690.7837 | 10788.9908
1459 | 1995 | 1953.2885 | 8766.055
1460 | 3410 | 1835.8466 | 7417.4312
1461 | 1090 | 1246.1069 | 6743.1193
1462 | 2410 | 1112.0081 | 5057.3394
1463 | 2680 | 954.927 | 3371.5596
1464 | 0 | 978.331 | 2022.9358
1465 | 0 | 474.8279 | 1685.7798
1466 | 0 | 327.4457 | 1348.6239
1467 | 0 | 553.6847 | 1348.6239
1468 | 905 | 329.1325 | 1348.6239
1469 | 1095 | 441.9357 | 2022.9358
1470 | 500 | 500.9729 | 3371.5596
1471 | 1400 | 635.7043 | 8428.8991
1472 | 2395 | 732.0615 | 14834.8624
1473 | 3600 | 596.9084 | 10114.6789
1474 | 3000 | 613.3545 | 8428.8991
1475 | 3000 | 518.4733 | 6743.1193
1476 | 1105 | 603.6555 | 6743.1193
1477 | 1000 | 710.3442 | 6068.8073
1478 | 895 | 442.7791 | 5394.4954
1479 | 1500 | 518.4733 | 6743.1193
1480 | 1605 | 505.6116 | 8091.7431
1481 | 1000 | 508.5634 | 10114.6789
1482 | 2390 | 911.7033 | 10788.9908
1483 | 500 | 1108.002 | 8766.055
1484 | 2885 | 1470.2375 | 7417.4312
1485 | 2610 | 1696.8983 | 6743.1193
1486 | 2500 | 1118.9661 | 5057.3394
1487 | 1500 | 709.9225 | 3371.5596
1488 | 1115 | 539.7688 | 2022.9358
1489 | 1200 | 533.8651 | 1685.7798
1490 | 1200 | 440.4598 | 1348.6239
1491 | 1200 | 301.9332 | 1348.6239
1492 | 1200 | 307.4152 | 1348.6239
1493 | 1200 | 303.4091 | 2022.9358
1494 | 1380 | 371.3019 | 3371.5596
1495 | 1995 | 473.1411 | 8428.8991
1496 | 2500 | 594.1674 | 14834.8624
1497 | 3355 | 554.5281 | 10114.6789
1498 | 3540 | 699.591 | 8428.8991
1499 | 3500 | 783.2973 | 6743.1193
1500 | 1115 | 1011.6449 | 6743.1193
1501 | 1880 | 847.3949 | 6068.8073
1502 | 235 | 770.8574 | 5394.4954
1503 | 1380 | 890.1969 | 6743.1193
1504 | 1620 | 556.6366 | 8091.7431
1505 | 1380 | 856.0396 | 10114.6789
1506 | 1000 | 1221.8595 | 10788.9908
1507 | 1995 | 1462.2253 | 8766.055
1508 | 1625 | 1677.7112 | 7417.4312
1509 | 1750 | 1641.0238 | 6743.1193
1510 | 2625 | 1248.6371 | 5057.3394
1511 | 625 | 866.3711 | 3371.5596
1512 | 0 | 724.0493 | 2022.9358
1513 | 370 | 329.1325 | 1685.7798
1514 | 130 | 554.1064 | 1348.6239
1515 | 0 | 489.1655 | 1348.6239
1516 | 0 | 626.6379 | 1348.6239
1517 | 0 | 333.1386 | 2022.9358
1518 | 0 | 393.4409 | 3371.5596
1519 | 0 | 551.998 | 8428.8991
1520 | 1365 | 1132.6712 | 14834.8624
1521 | 2365 | 1300.5055 | 10114.6789
1522 | 3495 | 805.2255 | 8428.8991
1523 | 3245 | 933.8422 | 6743.1193
1524 | 3005 | 1297.7645 | 6743.1193
1525 | 500 | 1278.1557 | 6068.8073
1526 | 1525 | 1427.2247 | 5394.4954
1527 | 450 | 1026.1933 | 6743.1193
1528 | 500 | 739.2303 | 8091.7431
1529 | 495 | 803.7495 | 10114.6789
1530 | 1055 | 990.771 | 10788.9908
1531 | 1445 | 1416.2606 | 8766.055
1532 | 2500 | 2127.2374 | 7417.4312
1533 | 500 | 1723.2542 | 6743.1193
1534 | 1995 | 1323.277 | 5057.3394
1535 | 1060 | 1459.0626 | 3371.5596
1536 | 0 | 1297.7645 | 2022.9358
1537 | 0 | 614.8304 | 1685.7798
1538 | 940 | 353.8016 | 1348.6239
1539 | 995 | 333.3494 | 1348.6239
1540 | 1065 | 314.3732 | 1348.6239
1541 | 1000 | 304.6742 | 2022.9358
1542 | 1000 | 346.8436 | 3371.5596
1543 | 1860 | 507.0875 | 8428.8991
1544 | 2570 | 522.2685 | 14834.8624
1545 | 3430 | 607.0291 | 10114.6789
1546 | 3070 | 595.8542 | 8428.8991
1547 | 570 | 503.2923 | 6743.1193
1548 | 1000 | 609.1376 | 6743.1193
1549 | 0 | 558.5342 | 6068.8073
1550 | 0 | 516.5756 | 5394.4954
1551 | 0 | 620.3125 | 6743.1193
1552 | 0 | 483.4726 | 8091.7431
1553 | 420 | 340.0965 | 10114.6789
1554 | 2000 | 1043.2719 | 10788.9908
1555 | 500 | 1315.2648 | 8766.055
1556 | 1580 | 2020.7596 | 7417.4312
1557 | 1420 | 1477.1955 | 6743.1193
1558 | 1495 | 971.1622 | 5057.3394
1559 | 585 | 1036.5248 | 3371.5596
1560 | 0 | 971.373 | 2022.9358
1561 | 0 | 525.4312 | 1685.7798
1562 | 0 | 368.9826 | 1348.6239
1563 | 0 | 311.6322 | 1348.6239
1564 | 500 | 310.7888 | 1348.6239
1565 | 1820 | 310.1562 | 2022.9358
1566 | 1180 | 483.6835 | 3371.5596
1567 | 1405 | 626.427 | 8428.8991
1568 | 3000 | 798.9 | 14834.8624
1569 | 3405 | 547.5702 | 10114.6789
1570 | 3095 | 784.7733 | 8428.8991
1571 | 95 | 533.6543 | 6743.1193
1572 | 500 | 455.6408 | 6743.1193
1573 | 0 | 532.8109 | 6068.8073
1574 | 0 | 741.5496 | 5394.4954
1575 | 0 | 858.5698 | 6743.1193
1576 | 0 | 387.3263 | 8091.7431
1577 | 0 | 425.2788 | 10114.6789
1578 | 0 | 531.5458 | 10788.9908
1579 | 1895 | 1159.6596 | 8766.055
1580 | 1000 | 1612.5594 | 7417.4312
1581 | 1605 | 1662.5302 | 6743.1193
1582 | 500 | 1281.3184 | 5057.3394
1583 | 500 | 1111.7973 | 3371.5596
1584 | 0 | 914.6551 | 2022.9358
1585 | 0 | 623.2643 | 1685.7798
1586 | 390 | 591.8481 | 1348.6239
1587 | 885 | 339.0423 | 1348.6239
1588 | 1725 | 313.1081 | 1348.6239
1589 | 385 | 313.1081 | 2022.9358
1590 | 2000 | 315.6383 | 3371.5596
1591 | 995 | 351.6931 | 8428.8991
1592 | 3385 | 458.8035 | 14834.8624
1593 | 3115 | 737.3327 | 10114.6789
1594 | 2120 | 670.9158 | 8428.8991
1595 | 500 | 479.8882 | 6743.1193
1596 | 500 | 419.3751 | 6743.1193
1597 | 0 | 494.4367 | 6068.8073
1598 | 0 | 856.6722 | 5394.4954
1599 | 0 | 890.8294 | 6743.1193
1600 | 0 | 955.1378 | 8091.7431
1601 | 0 | 670.2832 | 10114.6789
1602 | 1870 | 743.4472 | 10788.9908
1603 | 1130 | 1147.4305 | 8766.055
1604 | 500 | 1558.7933 | 7417.4312
1605 | 2230 | 1779.7612 | 6743.1193
1606 | 1270 | 1740.9653 | 5057.3394
1607 | 0 | 1146.3762 | 3371.5596
1608 | 0 | 1054.4468 | 2022.9358
1609 | 0 | 885.1365 | 1685.7798
1610 | 0 | 607.2399 | 1348.6239
1611 | 0 | 482.2075 | 1348.6239
1612 | 0 | 448.2611 | 1348.6239
1613 | 0 | 310.3671 | 2022.9358
1614 | 500 | 310.7888 | 3371.5596
1615 | 1000 | 446.9961 | 8428.8991
1616 | 1710 | 431.8151 | 14834.8624
1617 | 3145 | 949.0232 | 10114.6789
1618 | 2145 | 839.3827 | 8428.8991
1619 | 850 | 671.5483 | 6743.1193
1620 | 150 | 928.9928 | 6743.1193
1621 | 500 | 958.7222 | 6068.8073
1622 | 0 | 919.7155 | 5394.4954
1623 | 0 | 872.9074 | 6743.1193
1624 | 0 | 685.6751 | 8091.7431
1625 | 0 | 566.9681 | 10114.6789
1626 | 0 | 636.3368 | 10788.9908
1627 | 500 | 1610.0292 | 8766.055
1628 | 3180 | 2107.8394 | 7417.4312
1629 | 1320 | 1614.2462 | 6743.1193
1630 | 1680 | 1296.0777 | 5057.3394
1631 | 2320 | 938.4809 | 3371.5596
1632 | 0 | 1432.285 | 2022.9358
1633 | 0 | 854.9854 | 1685.7798
1634 | 0 | 553.4739 | 1348.6239
1635 | 0 | 518.2624 | 1348.6239
1636 | 0 | 368.9826 | 1348.6239
1637 | 0 | 318.801 | 2022.9358
1638 | 0 | 330.1867 | 3371.5596
1639 | 0 | 628.3247 | 8428.8991
1640 | 1660 | 410.5195 | 14834.8624
1641 | 3670 | 511.0936 | 10114.6789
1642 | 670 | 713.2961 | 8428.8991
1643 | 325 | 817.0329 | 6743.1193
1644 | 175 | 969.2646 | 6743.1193
1645 | 1000 | 786.4601 | 6068.8073
1646 | 0 | 858.5698 | 5394.4954
1647 | 0 | 599.4386 | 6743.1193
1648 | 500 | 673.2351 | 8091.7431
1649 | 0 | 600.7037 | 10114.6789
1650 | 1820 | 1101.2549 | 10788.9908
1651 | 180 | 2269.5592 | 8766.055
1652 | 1315 | 1370.5068 | 7417.4312
1653 | 2185 | 1944.222 | 6743.1193
1654 | 815 | 1757.2006 | 5057.3394
1655 | 2000 | 1219.1185 | 3371.5596
1656 | 185 | 845.0756 | 2022.9358
1657 | 0 | 368.1392 | 1685.7798
1658 | 0 | 366.0307 | 1348.6239
1659 | 0 | 354.645 | 1348.6239
1660 | 0 | 319.2227 | 1348.6239
1661 | 0 | 316.4816 | 2022.9358
1662 | 0 | 324.9155 | 3371.5596
1663 | 805 | 467.6591 | 8428.8991
1664 | 2805 | 511.5153 | 14834.8624
1665 | 2695 | 682.7232 | 10114.6789
1666 | 195 | 828.2078 | 8428.8991
1667 | 2800 | 452.0564 | 6743.1193
1668 | 700 | 426.333 | 6743.1193
1669 | 0 | 862.1542 | 6068.8073
1670 | 500 | 720.6757 | 5394.4954
1671 | 295 | 699.3802 | 6743.1193
1672 | 705 | 545.04 | 8091.7431
1673 | 1085 | 526.2746 | 10114.6789
1674 | 1415 | 669.6507 | 10788.9908
1675 | 290 | 1027.4584 | 8766.055
1676 | 2795 | 1377.8864 | 7417.4312
1677 | 1915 | 1187.2806 | 6743.1193
1678 | 500 | 1214.9016 | 5057.3394
1679 | 1000 | 932.9989 | 3371.5596
1680 | 0 | 748.0859 | 2022.9358
1681 | 0 | 358.4402 | 1685.7798
1682 | 500 | 294.1318 | 1348.6239
1683 | 780 | 296.662 | 1348.6239
1684 | 220 | 299.1922 | 1348.6239
1685 | 780 | 289.9149 | 2022.9358
1686 | 500 | 336.0904 | 3371.5596
1687 | 1775 | 510.4611 | 8428.8991
1688 | 2445 | 833.2681 | 14834.8624
1689 | 1050 | 631.9091 | 10114.6789
1690 | 3725 | 514.0455 | 8428.8991
1691 | 1225 | 314.3732 | 6743.1193
1692 | 270 | 391.5432 | 6743.1193
1693 | 230 | 469.5567 | 6068.8073
1694 | 770 | 609.5593 | 5394.4954
1695 | 500 | 579.8298 | 6743.1193
1696 | 230 | 541.4556 | 8091.7431
1697 | 765 | 646.0358 | 10114.6789
1698 | 2265 | 621.5775 | 10788.9908
1699 | 1235 | 1571.8659 | 8766.055
1700 | 1495 | 1605.6014 | 7417.4312
1701 | 1500 | 1556.8957 | 6743.1193
1702 | 2000 | 1362.0729 | 5057.3394
1703 | 740 | 971.373 | 3371.5596
1704 | 0 | 460.0686 | 2022.9358
1705 | 0 | 570.1308 | 1685.7798
1706 | 0 | 478.4123 | 1348.6239
1707 | 0 | 303.1983 | 1348.6239
1708 | 750 | 308.8911 | 1348.6239
1709 | 750 | 322.5962 | 2022.9358
1710 | 2000 | 308.6803 | 3371.5596
1711 | 1500 | 491.274 | 8428.8991
1712 | 3500 | 529.859 | 14834.8624
1713 | 3495 | 514.4672 | 10114.6789
1714 | 3250 | 516.3648 | 8428.8991
1715 | 3500 | 816.6112 | 6743.1193
1716 | 3000 | 683.5666 | 6743.1193
1717 | 1255 | 582.5708 | 6068.8073
1718 | 2480 | 506.8767 | 5394.4954
1719 | 3020 | 608.0833 | 6743.1193
1720 | 1240 | 859.2023 | 8091.7431
1721 | 3235 | 414.9473 | 10114.6789
1722 | 1260 | 562.5403 | 10788.9908
1723 | 2740 | 1003.6327 | 8766.055
1724 | 3260 | 1722.6216 | 7417.4312
1725 | 1000 | 1703.8562 | 6743.1193
1726 | 2995 | 1298.3971 | 5057.3394
1727 | 770 | 1297.5537 | 3371.5596
1728 | 0 | 811.1292 | 2022.9358
1729 | 230 | 399.9771 | 1685.7798
1730 | 1270 | 302.5657 | 1348.6239
1731 | 1225 | 286.7522 | 1348.6239
1732 | 1275 | 291.3908 | 1348.6239
1733 | 2225 | 272.8363 | 2022.9358
1734 | 2275 | 274.7339 | 3371.5596
1735 | 1220 | 467.0265 | 8428.8991
1736 | 2500 | 499.497 | 14834.8624
1737 | 3215 | 613.7762 | 10114.6789
1738 | 3500 | 815.7678 | 8428.8991
1739 | 3280 | 723.8384 | 6743.1193
1740 | 785 | 382.266 | 6743.1193
1741 | 715 | 538.0821 | 6068.8073
1742 | 1995 | 450.3696 | 5394.4954
1743 | 1290 | 574.5586 | 6743.1193
1744 | 1710 | 473.5628 | 8091.7431
1745 | 1790 | 502.6597 | 10114.6789
1746 | 1705 | 418.9534 | 10788.9908
1747 | 3000 | 931.5229 | 8766.055
1748 | 1000 | 1361.2295 | 7417.4312
1749 | 3200 | 1440.9298 | 6743.1193
1750 | 2995 | 1206.4677 | 5057.3394
1751 | 600 | 1031.6753 | 3371.5596
1752 | 0 | 643.2948 | 2022.9358
1753 | 0 | 420.851 | 1685.7798
1754 | 500 | 471.4543 | 1348.6239
1755 | 2695 | 452.8998 | 1348.6239
1756 | 1000 | 284.0112 | 1348.6239
1757 | 2495 | 291.6017 | 2022.9358
1758 | 3000 | 292.6559 | 3371.5596
1759 | 2000 | 336.9338 | 8428.8991
1760 | 3000 | 359.2836 | 14834.8624
1761 | 3185 | 856.2505 | 10114.6789
1762 | 3310 | 711.1876 | 8428.8991
1763 | 1000 | 883.6606 | 6743.1193
1764 | 2315 | 747.6642 | 6743.1193
1765 | 500 | 593.324 | 6068.8073
1766 | 1865 | 424.8571 | 5394.4954
1767 | 1635 | 462.1771 | 6743.1193
1768 | 1180 | 763.8994 | 8091.7431
1769 | 2320 | 596.4867 | 10114.6789
1770 | 1175 | 1359.121 | 10788.9908
1771 | 2675 | 1349.6329 | 8766.055
1772 | 2150 | 1006.5845 | 7417.4312
1773 | 1670 | 922.8782 | 6743.1193
1774 | 3000 | 1307.4635 | 5057.3394
1775 | 830 | 789.4119 | 3371.5596
1776 | 0 | 845.2864 | 2022.9358
1777 | 0 | 459.6469 | 1685.7798
1778 | 2335 | 401.4531 | 1348.6239
1779 | 3165 | 452.4781 | 1348.6239
1780 | 330 | 652.7829 | 1348.6239
1781 | 3335 | 331.6626 | 2022.9358
1782 | 2335 | 298.7705 | 3371.5596
1783 | 1660 | 325.9698 | 8428.8991
1784 | 3000 | 763.8994 | 14834.8624
1785 | 3160 | 688.627 | 10114.6789
1786 | 3335 | 1106.3153 | 8428.8991
1787 | 3000 | 811.7617 | 6743.1193
1788 | 1345 | 748.9293 | 6743.1193
1789 | 655 | 489.1655 | 6068.8073
1790 | 845 | 1092.6102 | 5394.4954
1791 | 0 | 666.9097 | 6743.1193
1792 | 0 | 441.514 | 8091.7431
1793 | 0 | 849.7142 | 10114.6789
1794 | 1300 | 803.9604 | 10788.9908
1795 | 2200 | 1509.2442 | 8766.055
1796 | 1145 | 1225.0222 | 7417.4312
1797 | 3000 | 1630.4814 | 6743.1193
1798 | 1000 | 1319.6926 | 5057.3394
1799 | 2140 | 884.9257 | 3371.5596
1800 | 715 | 728.8988 | 2022.9358
1801 | 0 | 634.0175 | 1685.7798
1802 | 0 | 454.7974 | 1348.6239
1803 | 0 | 365.609 | 1348.6239
1804 | 0 | 312.4755 | 1348.6239
1805 | 500 | 343.2592 | 2022.9358
1806 | 0 | 337.5664 | 3371.5596
1807 | 1500 | 581.3057 | 8428.8991
1808 | 1770 | 596.9084 | 14834.8624
1809 | 3995 | 557.6908 | 10114.6789
1810 | 1235 | 562.3295 | 8428.8991
1811 | 500 | 720.4649 | 6743.1193
1812 | 1630 | 960.8307 | 6743.1193
1813 | 370 | 736.4893 | 6068.8073
1814 | 0 | 842.1237 | 5394.4954
1815 | 625 | 480.7316 | 6743.1193
1816 | 1375 | 397.8687 | 8091.7431
1817 | 2125 | 365.1873 | 10114.6789
1818 | 375 | 994.9879 | 10788.9908
1819 | 1245 | 1032.5187 | 8766.055
1820 | 2755 | 1216.7992 | 7417.4312
1821 | 620 | 1027.8801 | 6743.1193
1822 | 1995 | 968.632 | 5057.3394
1823 | 1500 | 851.6118 | 3371.5596
1824 | 385 | 647.3009 | 2022.9358
1825 | 0 | 327.024 | 1685.7798
1826 | 0 | 281.0593 | 1348.6239
1827 | 0 | 271.782 | 1348.6239
1828 | 0 | 271.9929 | 1348.6239
1829 | 0 | 279.7942 | 2022.9358
1830 | 0 | 307.2044 | 3371.5596
1831 | 1215 | 401.4531 | 8428.8991
1832 | 2995 | 616.9389 | 14834.8624
1833 | 3000 | 550.9437 | 10114.6789
1834 | 1395 | 585.9444 | 8428.8991
1835 | 2000 | 554.9498 | 6743.1193
1836 | 895 | 554.1064 | 6743.1193
1837 | 1600 | 911.4924 | 6068.8073
1838 | 500 | 955.9812 | 5394.4954
1839 | 1400 | 1009.5364 | 6743.1193
1840 | 1600 | 450.1588 | 8091.7431
1841 | 1400 | 934.4748 | 10114.6789
1842 | 2190 | 895.4681 | 10788.9908
1843 | 2810 | 939.746 | 8766.055
1844 | 1095 | 1810.9666 | 7417.4312
1845 | 3000 | 1102.3092 | 6743.1193
1846 | 495 | 870.1664 | 5057.3394
1847 | 410 | 742.1821 | 3371.5596
1848 | 0 | 886.4016 | 2022.9358
1849 | 0 | 529.2265 | 1685.7798
1850 | 0 | 300.0356 | 1348.6239
1851 | 0 | 285.2763 | 1348.6239
1852 | 585 | 299.403 | 1348.6239
1853 | 915 | 294.7644 | 2022.9358
1854 | 1000 | 290.5474 | 3371.5596
1855 | 1580 | 477.1472 | 8428.8991
1856 | 3080 | 857.5156 | 14834.8624
1857 | 2995 | 460.7011 | 10114.6789
1858 | 3425 | 463.0204 | 8428.8991
1859 | 495 | 728.0554 | 6743.1193
1860 | 1000 | 516.1539 | 6743.1193
1861 | 1000 | 1134.5688 | 6068.8073
1862 | 500 | 889.1426 | 5394.4954
1863 | 1425 | 656.5782 | 6743.1193
1864 | 1000 | 472.0869 | 8091.7431
1865 | 570 | 805.6471 | 10114.6789
1866 | 1430 | 830.1054 | 10788.9908
1867 | 1070 | 903.2694 | 8766.055
1868 | 2495 | 1356.5909 | 7417.4312
1869 | 1000 | 970.108 | 6743.1193
1870 | 2565 | 1236.8297 | 5057.3394
1871 | 870 | 1104.8393 | 3371.5596
1872 | 0 | 893.3596 | 2022.9358
1873 | 0 | 315.8491 | 1685.7798
1874 | 0 | 279.7942 | 1348.6239
1875 | 500 | 281.0593 | 1348.6239
1876 | 1500 | 274.1014 | 1348.6239
1877 | 500 | 280.4268 | 2022.9358
1878 | 500 | 289.7041 | 3371.5596
1879 | 555 | 439.1947 | 8428.8991
1880 | 445 | 600.9145 | 14834.8624
1881 | 2605 | 491.9065 | 10114.6789
1882 | 2395 | 489.798 | 8428.8991
1883 | 0 | 563.5946 | 6743.1193
1884 | 0 | 676.8195 | 6743.1193
1885 | 1095 | 711.3984 | 6068.8073
1886 | 1405 | 399.3446 | 5394.4954
1887 | 1000 | 498.2319 | 6743.1193
1888 | 720 | 801.0085 | 8091.7431
1889 | 1780 | 811.7617 | 10114.6789
1890 | 1215 | 579.4081 | 10788.9908
1891 | 1215 | 1181.7985 | 8766.055
1892 | 2995 | 1837.1116 | 7417.4312
1893 | 1075 | 1304.9333 | 6743.1193
1894 | 1920 | 916.7636 | 5057.3394
1895 | 1080 | 1014.5967 | 3371.5596
1896 | 0 | 721.73 | 2022.9358
1897 | 0 | 356.1209 | 1685.7798
1898 | 0 | 357.8077 | 1348.6239
1899 | 500 | 305.0959 | 1348.6239
1900 | 705 | 286.963 | 1348.6239
1901 | 795 | 280.4268 | 2022.9358
1902 | 500 | 299.1922 | 3371.5596
1903 | 1500 | 456.2733 | 8428.8991
1904 | 205 | 659.9517 | 14834.8624
1905 | 3200 | 462.3879 | 10114.6789
1906 | 3495 | 475.6713 | 8428.8991
1907 | 1300 | 859.8349 | 6743.1193
1908 | 800 | 611.246 | 6743.1193
1909 | 1395 | 571.3959 | 6068.8073
1910 | 1105 | 439.8273 | 5394.4954
1911 | 0 | 352.3257 | 6743.1193
1912 | 1500 | 614.6196 | 8091.7431
1913 | 195 | 751.2486 | 10114.6789
1914 | 1495 | 429.2849 | 10788.9908
1915 | 2190 | 1012.0666 | 8766.055
1916 | 1310 | 1581.9865 | 7417.4312
1917 | 2685 | 1316.5299 | 6743.1193
1918 | 2995 | 1553.1005 | 5057.3394
1919 | 630 | 1014.175 | 3371.5596
1920 | 0 | 987.6083 | 2022.9358
1921 | 0 | 647.7226 | 1685.7798
1922 | 0 | 325.9698 | 1348.6239
1923 | 0 | 283.3786 | 1348.6239
1924 | 0 | 296.0295 | 1348.6239
1925 | 0 | 298.9813 | 2022.9358
1926 | 1000 | 332.2952 | 3371.5596
1927 | 1675 | 603.8664 | 8428.8991
1928 | 2170 | 978.1202 | 14834.8624
1929 | 2655 | 642.0297 | 10114.6789
1930 | 1340 | 560.6427 | 8428.8991
1931 | 2160 | 886.4016 | 6743.1193
1932 | 500 | 826.521 | 6743.1193
1933 | 1500 | 785.4058 | 6068.8073
1934 | 500 | 1091.9776 | 5394.4954
1935 | 500 | 1057.3987 | 6743.1193
1936 | 0 | 899.2633 | 8091.7431
1937 | 0 | 1141.105 | 10114.6789
1938 | 665 | 687.9944 | 10788.9908
1939 | 335 | 786.0384 | 8766.055
1940 | 2665 | 887.245 | 7417.4312
1941 | 335 | 911.9141 | 6743.1193
1942 | 1825 | 1006.3737 | 5057.3394
1943 | 1175 | 789.8336 | 3371.5596
1944 | 0 | 874.3833 | 2022.9358
1945 | 0 | 494.6475 | 1685.7798
1946 | 0 | 512.1478 | 1348.6239
1947 | 0 | 318.5901 | 1348.6239
1948 | 0 | 499.2862 | 1348.6239
1949 | 655 | 706.1273 | 2022.9358
1950 | 1345 | 373.6212 | 3371.5596
1951 | 650 | 555.7932 | 8428.8991
1952 | 2145 | 550.7329 | 14834.8624
1953 | 2995 | 973.9032 | 10114.6789
1954 | 2710 | 1136.0447 | 8428.8991
1955 | 0 | 1254.7517 | 6743.1193
1956 | 500 | 1413.7305 | 6743.1193
1957 | 1000 | 1706.1755 | 6068.8073
1958 | 500 | 1813.4968 | 5394.4954
1959 | 500 | 1575.4503 | 6743.1193
1960 | 640 | 1326.018 | 8091.7431
1961 | 1360 | 821.2498 | 10114.6789
1962 | 1140 | 1212.7931 | 10788.9908
1963 | 2360 | 1965.3067 | 8766.055
1964 | 1135 | 1420.8993 | 7417.4312
1965 | 1635 | 1413.3088 | 6743.1193
1966 | 1730 | 1090.08 | 5057.3394
1967 | 1635 | 877.546 | 3371.5596
1968 | 365 | 852.8769 | 2022.9358
1969 | 0 | 540.1905 | 1685.7798
1970 | 0 | 406.0917 | 1348.6239
1971 | 1000 | 294.3427 | 1348.6239
1972 | 630 | 290.7583 | 1348.6239
1973 | 1000 | 294.3427 | 2022.9358
1974 | 1000 | 318.1684 | 3371.5596
1975 | 1000 | 555.7932 | 8428.8991
1976 | 2625 | 460.912 | 14834.8624
1977 | 3495 | 377.2056 | 10114.6789
1978 | 3375 | 617.5714 | 8428.8991
1979 | 2875 | 697.6934 | 6743.1193
1980 | 500 | 447.6286 | 6743.1193
1981 | 2240 | 481.9967 | 6068.8073
1982 | 1760 | 503.714 | 5394.4954
1983 | 1115 | 479.4665 | 6743.1193
1984 | 2500 | 626.2162 | 8091.7431
1985 | 1000 | 679.1388 | 10114.6789
1986 | 2495 | 690.5246 | 10788.9908
1987 | 2610 | 1445.9901 | 8766.055
1988 | 1390 | 1310.837 | 7417.4312
1989 | 1995 | 1367.5549 | 6743.1193
1990 | 3105 | 1125.7132 | 5057.3394
1991 | 895 | 829.6837 | 3371.5596
1992 | 395 | 805.0146 | 2022.9358
1993 | 0 | 533.8651 | 1685.7798
1994 | 0 | 401.6639 | 1348.6239
1995 | 1000 | 335.8796 | 1348.6239
1996 | 1000 | 324.9155 | 1348.6239
1997 | 1000 | 312.0539 | 2022.9358
1998 | 1000 | 313.3189 | 3371.5596
1999 | 1690 | 523.9553 | 8428.8991
2000 | 3000 | 465.7615 | 14834.8624
2001 | 3405 | 993.9337 | 10114.6789
2002 | 3495 | 1014.5967 | 8428.8991
2003 | 1910 | 440.4598 | 6743.1193
2004 | 1680 | 368.3501 | 6743.1193
2005 | 3320 | 549.6786 | 6068.8073
2006 | 590 | 609.1376 | 5394.4954
2007 | 2085 | 672.8134 | 6743.1193
2008 | 2325 | 906.0104 | 8091.7431
2009 | 1585 | 884.9257 | 10114.6789
2010 | 3000 | 1376.1997 | 10788.9908
2011 | 1500 | 1448.0986 | 8766.055
2012 | 2080 | 1687.4101 | 7417.4312
2013 | 2995 | 1576.2937 | 6743.1193
2014 | 2340 | 1087.339 | 5057.3394
2015 | 0 | 795.1048 | 3371.5596
2016 | 0 | 640.9755 | 2022.9358
2017 | 0 | 433.0801 | 1685.7798
2018 | 1075 | 330.1867 | 1348.6239
2019 | 1000 | 326.3915 | 1348.6239
2020 | 995 | 315.8491 | 1348.6239
2021 | 2000 | 335.247 | 2022.9358
2022 | 1000 | 329.765 | 3371.5596
2023 | 2495 | 478.6231 | 8428.8991
2024 | 3000 | 508.7743 | 14834.8624
2025 | 3060 | 669.8616 | 10114.6789
2026 | 3435 | 902.8477 | 8428.8991
2027 | 2940 | 520.5817 | 6743.1193
2028 | 500 | 1091.3451 | 6743.1193
2029 | 1060 | 945.0171 | 6068.8073
2030 | 1440 | 1033.1513 | 5394.4954
2031 | 1555 | 857.0939 | 6743.1193
2032 | 1445 | 573.0827 | 8091.7431
2033 | 1550 | 760.7367 | 10114.6789
2034 | 1950 | 1022.1872 | 10788.9908
2035 | 1050 | 1519.1541 | 8766.055
2036 | 3050 | 1774.9117 | 7417.4312
2037 | 2500 | 1158.1837 | 6743.1193
2038 | 2400 | 1005.5303 | 5057.3394
2039 | 0 | 682.5124 | 3371.5596
2040 | 0 | 498.2319 | 2022.9358
2041 | 545 | 460.2794 | 1685.7798
2042 | 1955 | 424.6463 | 1348.6239
2043 | 1000 | 341.1508 | 1348.6239
2044 | 1040 | 325.3372 | 1348.6239
2045 | 1500 | 322.8071 | 2022.9358
2046 | 1460 | 339.2531 | 3371.5596
2047 | 2040 | 489.5872 | 8428.8991
2048 | 3035 | 410.0978 | 14834.8624
2049 | 3180 | 433.5018 | 10114.6789
2050 | 3120 | 708.6574 | 8428.8991
2051 | 2125 | 951.1317 | 6743.1193
2052 | 90 | 592.9023 | 6743.1193
2053 | 910 | 656.5782 | 6068.8073
2054 | 500 | 518.0516 | 5394.4954
2055 | 1885 | 889.1426 | 6743.1193
2056 | 500 | 705.9164 | 8091.7431
2057 | 1115 | 501.8163 | 10114.6789
2058 | 1410 | 988.2408 | 10788.9908
2059 | 1155 | 1562.3777 | 8766.055
2060 | 2500 | 1841.9611 | 7417.4312
2061 | 1000 | 1801.0568 | 6743.1193
2062 | 2500 | 1342.2533 | 5057.3394
2063 | 935 | 946.0714 | 3371.5596
2064 | 0 | 885.3474 | 2022.9358
2065 | 500 | 749.3509 | 1685.7798
2066 | 2000 | 546.7268 | 1348.6239
2067 | 1000 | 477.7798 | 1348.6239
2068 | 500 | 494.8584 | 1348.6239
2069 | 1000 | 522.9011 | 2022.9358
2070 | 555 | 493.1716 | 3371.5596
2071 | 2055 | 898.2091 | 8428.8991
2072 | 3045 | 681.8798 | 14834.8624
2073 | 3135 | 578.3539 | 10114.6789
2074 | 3070 | 645.6141 | 8428.8991
2075 | 1140 | 420.4293 | 6743.1193
2076 | 1360 | 543.9858 | 6743.1193
2077 | 2140 | 855.1962 | 6068.8073
2078 | 0 | 796.3699 | 5394.4954
2079 | 1860 | 705.4947 | 6743.1193
2080 | 1140 | 705.7056 | 8091.7431
2081 | 1855 | 678.928 | 10114.6789
2082 | 1720 | 884.9257 | 10788.9908
2083 | 1500 | 1652.6203 | 8766.055
2084 | 2500 | 1736.1158 | 7417.4312
2085 | 495 | 1566.5947 | 6743.1193
2086 | 2070 | 1155.021 | 5057.3394
2087 | 860 | 887.8776 | 3371.5596
2088 | 0 | 787.0926 | 2022.9358
2089 | 0 | 492.7499 | 1685.7798
2090 | 0 | 504.1357 | 1348.6239
2091 | 0 | 316.06 | 1348.6239
2092 | 500 | 327.024 | 1348.6239
2093 | 1500 | 337.1447 | 2022.9358
2094 | 1560 | 534.076 | 3371.5596
2095 | 2055 | 484.7377 | 8428.8991
2096 | 3495 | 782.6648 | 14834.8624
2097 | 3445 | 740.0737 | 10114.6789
2098 | 945 | 821.6715 | 8428.8991
2099 | 2055 | 747.4533 | 6743.1193
2100 | 945 | 788.9902 | 6743.1193
2101 | 550 | 793.8397 | 6068.8073
2102 | 1950 | 795.7373 | 5394.4954
2103 | 50 | 644.349 | 6743.1193
2104 | 3000 | 1014.5967 | 8091.7431
2105 | 950 | 704.6513 | 10114.6789
2106 | 1595 | 750.1943 | 10788.9908
2107 | 2950 | 1036.7357 | 8766.055
2108 | 1000 | 1168.726 | 7417.4312
2109 | 2545 | 1023.6632 | 6743.1193
2110 | 1910 | 833.9007 | 5057.3394
2111 | 0 | 668.8073 | 3371.5596
2112 | 0 | 727.6337 | 2022.9358
2113 | 0 | 731.8506 | 1685.7798
2114 | 0 | 451.6347 | 1348.6239
2115 | 1000 | 98.6765 | 1348.6239
2116 | 1000 | 0 | 1348.6239
2117 | 500 | 449.3154 | 2022.9358
2118 | 1000 | 416.2124 | 3371.5596
2119 | 1000 | 330.8193 | 8428.8991
2120 | 2005 | 338.1989 | 14834.8624
2121 | 3495 | 361.6029 | 10114.6789
2122 | 2750 | 419.7968 | 8428.8991
2123 | 2250 | 802.9061 | 6743.1193
2124 | 750 | 989.9276 | 6743.1193
2125 | 1500 | 1042.2177 | 6068.8073
2126 | 750 | 645.1924 | 5394.4954
2127 | 1745 | 1085.2305 | 6743.1193
2128 | 1255 | 756.5198 | 8091.7431
2129 | 1500 | 519.3167 | 10114.6789
2130 | 1245 | 930.6795 | 10788.9908
2131 | 1755 | 782.8756 | 8766.055
2132 | 1740 | 1224.3897 | 7417.4312
2133 | 1760 | 1241.4683 | 6743.1193
2134 | 1235 | 926.0409 | 5057.3394
2135 | 1765 | 1058.6638 | 3371.5596
2136 | 0 | 1109.478 | 2022.9358
2137 | 0 | 1291.0174 | 1685.7798
2138 | 0 | 579.619 | 1348.6239
2139 | 0 | 373.8321 | 1348.6239
2140 | 1000 | 324.7047 | 1348.6239
2141 | 730 | 303.4091 | 2022.9358
2142 | 500 | 299.6139 | 3371.5596
2143 | 2725 | 373.8321 | 8428.8991
2144 | 3500 | 589.1071 | 14834.8624
2145 | 3270 | 643.5057 | 10114.6789
2146 | 2500 | 918.0287 | 8428.8991
2147 | 2725 | 608.0833 | 6743.1193
2148 | 2050 | 770.6465 | 6743.1193
2149 | 225 | 540.8231 | 6068.8073
2150 | 1995 | 730.5855 | 5394.4954
2151 | 1500 | 362.4463 | 6743.1193
2152 | 780 | 516.3648 | 8091.7431
2153 | 2435 | 588.2637 | 10114.6789
2154 | 780 | 700.6452 | 10788.9908
2155 | 2000 | 879.022 | 8766.055
2156 | 3000 | 1019.6571 | 7417.4312
2157 | 500 | 1036.5248 | 6743.1193
2158 | 2710 | 1603.2821 | 5057.3394
2159 | 1075 | 1083.9654 | 3371.5596
2160 | 0 | 857.0939 | 2022.9358
2161 | 0 | 691.5788 | 1685.7798
2162 | 210 | 355.9101 | 1348.6239
2163 | 1995 | 485.1594 | 1348.6239
2164 | 1000 | 381.6334 | 1348.6239
2165 | 1000 | 313.1081 | 2022.9358
2166 | 2596.6667 | 280.0051 | 3371.5596
2167 | 3502.2222 | 366.0307 | 8428.8991
2168 | 1700.5556 | 455.8516 | 14834.8624
2169 | 3495.5556 | 592.6915 | 10114.6789
2170 | 500 | 973.4815 | 8428.8991
2171 | 1895 | 1495.3283 | 6743.1193
2172 | 1605 | 1111.3756 | 6743.1193
2173 | 0 | 1144.6894 | 6068.8073
2174 | 195 | 933.6314 | 5394.4954
2175 | 2500 | 862.1542 | 6743.1193
2176 | 305 | 722.995 | 8091.7431
2177 | 1000 | 849.5034 | 10114.6789
2178 | 1000 | 1041.3743 | 10788.9908
2179 | 500 | 1951.8125 | 8766.055
2180 | 2690 | 1586.6252 | 7417.4312
2181 | 1810 | 1854.612 | 6743.1193
2182 | 0 | 1396.8627 | 5057.3394
2183 | 0 | 707.6032 | 3371.5596
2184 | 0 | 837.6959 | 2022.9358
2185 | 1180 | 621.3667 | 1685.7798
2186 | 820 | 332.9277 | 1348.6239
2187 | 1180 | 314.584 | 1348.6239
2188 | 820 | 305.5176 | 1348.6239
2189 | 500 | 308.2586 | 2022.9358
2190 | 1175 | 389.0131 | 3371.5596
2191 | 2670 | 909.384 | 8428.8991
2192 | 3000 | 612.0894 | 14834.8624
2193 | 2825 | 438.5622 | 10114.6789
2194 | 830 | 991.8252 | 8428.8991
2195 | 1170 | 473.9845 | 6743.1193
2196 | 1330 | 693.4764 | 6743.1193
2197 | 0 | 699.3802 | 6068.8073
2198 | 1165 | 424.6463 | 5394.4954
2199 | 1000 | 408.2002 | 6743.1193
2200 | 835 | 857.0939 | 8091.7431
2201 | 1500 | 616.5172 | 10114.6789
2202 | 1660 | 459.6469 | 10788.9908
2203 | 2340 | 633.1741 | 8766.055
2204 | 1155 | 1097.8814 | 7417.4312
2205 | 2500 | 1301.3489 | 6743.1193
2206 | 845 | 1203.0941 | 5057.3394
2207 | 0 | 916.9745 | 3371.5596
2208 | 0 | 873.5399 | 2022.9358
2209 | 0 | 761.7909 | 1685.7798
2210 | 0 | 372.9887 | 1348.6239
2211 | 150 | 306.361 | 1348.6239
2212 | 1500 | 297.0837 | 1348.6239
2213 | 495 | 306.7827 | 2022.9358
2214 | 645 | 512.3587 | 3371.5596
2215 | 2855 | 545.04 | 8428.8991
2216 | 3640 | 816.4004 | 14834.8624
2217 | 3500 | 431.6042 | 10114.6789
2218 | 2855 | 443.6225 | 8428.8991
2219 | 1000 | 606.8182 | 6743.1193
2220 | 1000 | 529.4373 | 6743.1193
2221 | 1000 | 478.2014 | 6068.8073
2222 | 2360 | 686.3076 | 5394.4954
2223 | 625 | 508.1417 | 6743.1193
2224 | 1000 | 511.0936 | 8091.7431
2225 | 1495 | 450.7913 | 10114.6789
2226 | 1500 | 512.7804 | 10788.9908
2227 | 1380 | 535.341 | 8766.055
2228 | 2615 | 1049.1757 | 7417.4312
2229 | 385 | 1175.4731 | 6743.1193
2230 | 0 | 1003.0001 | 5057.3394
2231 | 0 | 1074.2665 | 3371.5596
2232 | 0 | 661.006 | 2022.9358
2233 | 0 | 384.1636 | 1685.7798
2234 | 0 | 332.2952 | 1348.6239
2235 | 1465 | 296.0295 | 1348.6239
2236 | 500 | 296.662 | 1348.6239
2237 | 535 | 291.6017 | 2022.9358
2238 | 500 | 290.1257 | 3371.5596
2239 | 320 | 490.6414 | 8428.8991
2240 | 2665 | 600.0711 | 14834.8624
2241 | 3495 | 527.3288 | 10114.6789
2242 | 2760 | 329.3433 | 8428.8991
2243 | 500 | 354.4341 | 6743.1193
2244 | 760 | 408.411 | 6743.1193
2245 | 0 | 397.2361 | 6068.8073
2246 | 500 | 363.7114 | 5394.4954
2247 | 235 | 306.1501 | 6743.1193
2248 | 1265 | 331.0301 | 8091.7431
2249 | 1000 | 343.6809 | 10114.6789
2250 | 1230 | 467.6591 | 10788.9908
2251 | 1500 | 824.6234 | 8766.055
2252 | 1270 | 1581.1431 | 7417.4312
2253 | 1730 | 1459.2735 | 6743.1193
2254 | 770 | 1289.5415 | 5057.3394
2255 | 0 | 1177.5816 | 3371.5596
2256 | 0 | 770.4357 | 2022.9358
2257 | 0 | 443.6225 | 1685.7798
2258 | 500 | 295.6078 | 1348.6239
2259 | 1945 | 309.7345 | 1348.6239
2260 | 555 | 310.3671 | 1348.6239
2261 | 0 | 298.1379 | 2022.9358
2262 | 1220 | 306.9935 | 3371.5596
2263 | 3215 | 504.3465 | 8428.8991
2264 | 3495 | 747.875 | 14834.8624
2265 | 3000 | 783.5082 | 10114.6789
2266 | 970 | 1074.6882 | 8428.8991
2267 | 1475 | 597.1193 | 6743.1193
2268 | 1970 | 785.6167 | 6743.1193
2269 | 980 | 647.7226 | 6068.8073
2270 | 1495 | 355.0667 | 5394.4954
2271 | 1680 | 777.1828 | 6743.1193
2272 | 1820 | 797.2133 | 8091.7431
2273 | 1500 | 751.8811 | 10114.6789
2274 | 1495 | 695.3741 | 10788.9908
2275 | 2185 | 772.5441 | 8766.055
2276 | 1130 | 776.9719 | 7417.4312
2277 | 2685 | 812.816 | 6743.1193
2278 | 185 | 742.1821 | 5057.3394
2279 | 0 | 661.2168 | 3371.5596
2280 | 0 | 566.3356 | 2022.9358
2281 | 0 | 565.0705 | 1685.7798
2282 | 0 | 465.5506 | 1348.6239
2283 | 0 | 346.8436 | 1348.6239
2284 | 0 | 318.1684 | 1348.6239
2285 | 500 | 308.4695 | 2022.9358
2286 | 1000 | 282.3244 | 3371.5596
2287 | 2110 | 316.2708 | 8428.8991
2288 | 3495 | 368.1392 | 14834.8624
2289 | 3195 | 362.4463 | 10114.6789
2290 | 700 | 786.8817 | 8428.8991
2291 | 1800 | 811.34 | 6743.1193
2292 | 500 | 1320.1143 | 6743.1193
2293 | 200 | 1351.7414 | 6068.8073
2294 | 500 | 930.8904 | 5394.4954
2295 | 295 | 1316.9516 | 6743.1193
2296 | 705 | 1301.7706 | 8091.7431
2297 | 1795 | 1366.079 | 10114.6789
2298 | 1705 | 1674.1268 | 10788.9908
2299 | 1295 | 1624.9994 | 8766.055
2300 | 2790 | 1319.6926 | 7417.4312
2301 | 705 | 933.4206 | 6743.1193
2302 | 2790 | 1032.5187 | 5057.3394
2303 | 420 | 945.4388 | 3371.5596
2304 | 0 | 1093.2427 | 2022.9358
2305 | 0 | 753.1462 | 1685.7798
2306 | 0 | 492.1174 | 1348.6239
2307 | 0 | 378.049 | 1348.6239
2308 | 285 | 295.3969 | 1348.6239
2309 | 500 | 416.6341 | 2022.9358
2310 | 1215 | 361.1813 | 3371.5596
2311 | 2065 | 351.904 | 8428.8991
2312 | 3495 | 335.6687 | 14834.8624
2313 | 3500 | 433.0801 | 10114.6789
2314 | 1940 | 593.9566 | 8428.8991
2315 | 1555 | 979.8069 | 6743.1193
2316 | 2720 | 1117.4902 | 6743.1193
2317 | 500 | 1622.4692 | 6068.8073
2318 | 1000 | 1531.5941 | 5394.4954
2319 | 495 | 1754.6704 | 6743.1193
2320 | 1230 | 909.8057 | 8091.7431
2321 | 500 | 670.4941 | 10114.6789
2322 | 1035 | 631.2765 | 10788.9908
2323 | 2465 | 773.1767 | 8766.055
2324 | 765 | 1244.8419 | 7417.4312
2325 | 2500 | 1522.7385 | 6743.1193
2326 | 1500 | 1056.3445 | 5057.3394
2327 | 235 | 1065.6217 | 3371.5596
2328 | 0 | 1341.4099 | 2022.9358
2329 | 1260 | 668.8073 | 1685.7798
2330 | 1240 | 292.6559 | 1348.6239
2331 | 760 | 293.921 | 1348.6239
2332 | 1500 | 301.9332 | 1348.6239
2333 | 1240 | 385.007 | 2022.9358
2334 | 1260 | 294.3427 | 3371.5596
2335 | 2755 | 374.8863 | 8428.8991
2336 | 3000 | 475.8821 | 14834.8624
2337 | 2995 | 589.9505 | 10114.6789
2338 | 490 | 1175.684 | 8428.8991
2339 | 0 | 847.184 | 6743.1193
2340 | 500 | 418.3208 | 6743.1193
2341 | 500 | 603.4447 | 6068.8073
2342 | 0 | 827.7861 | 5394.4954
2343 | 0 | 538.0821 | 6743.1193
2344 | 1245 | 714.5612 | 8091.7431
2345 | 2755 | 698.9585 | 10114.6789
2346 | 745 | 636.5477 | 10788.9908
2347 | 2240 | 990.1384 | 8766.055
2348 | 2015 | 1509.2442 | 7417.4312
2349 | 1240 | 1386.5312 | 6743.1193
2350 | 260 | 1075.9533 | 5057.3394
2351 | 0 | 829.0512 | 3371.5596
2352 | 0 | 619.4691 | 2022.9358
2353 | 0 | 413.4714 | 1685.7798
2354 | 500 | 361.1813 | 1348.6239
2355 | 500 | 288.2281 | 1348.6239
2356 | 0 | 287.8064 | 1348.6239
2357 | 500 | 286.5413 | 2022.9358
2358 | 1960 | 291.3908 | 3371.5596
2359 | 3000 | 442.7791 | 8428.8991
2360 | 1540 | 615.2521 | 14834.8624
2361 | 0 | 591.2155 | 10114.6789
2362 | 0 | 523.9553 | 8428.8991
2363 | 950 | 585.5227 | 6743.1193
2364 | 3050 | 622.2101 | 6743.1193
2365 | 225 | 935.1073 | 6068.8073
2366 | 1775 | 664.1687 | 5394.4954
2367 | 220 | 512.9912 | 6743.1193
2368 | 500 | 861.7325 | 8091.7431
2369 | 780 | 649.8311 | 10114.6789
2370 | 1500 | 441.0923 | 10788.9908
2371 | 715 | 1569.1249 | 8766.055
2372 | 3000 | 853.9312 | 7417.4312
2373 | 785 | 1416.2606 | 6743.1193
2374 | 0 | 1233.667 | 5057.3394
2375 | 0 | 1207.7328 | 3371.5596
2376 | 0 | 957.2463 | 2022.9358
2377 | 0 | 487.6896 | 1685.7798
2378 | 0 | 319.2227 | 1348.6239
2379 | 0 | 286.1196 | 1348.6239
2380 | 0 | 295.1861 | 1348.6239
2381 | 0 | 283.8003 | 2022.9358
2382 | 910 | 278.5291 | 3371.5596
2383 | 3295 | 497.8102 | 8428.8991
2384 | 2995 | 692.4222 | 14834.8624
2385 | 300 | 726.7903 | 10114.6789
2386 | 0 | 497.3885 | 8428.8991
2387 | 1000 | 323.6505 | 6743.1193
2388 | 0 | 546.7268 | 6743.1193
2389 | 195 | 873.7508 | 6068.8073
2390 | 805 | 702.1212 | 5394.4954
2391 | 0 | 596.4867 | 6743.1193
2392 | 0 | 431.1825 | 8091.7431
2393 | 0 | 407.7785 | 10114.6789
2394 | 0 | 463.8638 | 10788.9908
2395 | 685 | 886.1908 | 8766.055
2396 | 3000 | 805.4363 | 7417.4312
2397 | 315 | 1585.3601 | 6743.1193
2398 | 0 | 1099.5681 | 5057.3394
2399 | 0 | 782.2431 | 3371.5596
2400 | 0 | 562.962 | 2022.9358
2401 | 0 | 428.0198 | 1685.7798
2402 | 0 | 292.0234 | 1348.6239
2403 | 0 | 300.6681 | 1348.6239
2404 | 0 | 318.1684 | 1348.6239
2405 | 0 | 313.5298 | 2022.9358
2406 | 670 | 296.0295 | 3371.5596
2407 | 830 | 467.0265 | 8428.8991
2408 | 670 | 505.1899 | 14834.8624
2409 | 3670 | 479.6774 | 10114.6789
2410 | 1160 | 498.8645 | 8428.8991
2411 | 500 | 609.9809 | 6743.1193
2412 | 0 | 470.1893 | 6743.1193
2413 | 0 | 513.4129 | 6068.8073
2414 | 0 | 550.3112 | 5394.4954
2415 | 0 | 398.7121 | 6743.1193
2416 | 0 | 383.5311 | 8091.7431
2417 | 0 | 568.444 | 10114.6789
2418 | 0 | 747.4533 | 10788.9908
2419 | 500 | 1740.9653 | 8766.055
2420 | 2155 | 1931.9929 | 7417.4312
2421 | 845 | 1493.4307 | 6743.1193
2422 | 0 | 1199.2989 | 5057.3394
2423 | 0 | 1119.1769 | 3371.5596
2424 | 0 | 877.546 | 2022.9358
2425 | 0 | 477.3581 | 1685.7798
2426 | 0 | 305.0959 | 1348.6239
2427 | 0 | 282.9569 | 1348.6239
2428 | 0 | 296.662 | 1348.6239
2429 | 0 | 293.2885 | 2022.9358
2430 | 0 | 297.0837 | 3371.5596
2431 | 500 | 460.4903 | 8428.8991
2432 | 795 | 924.7758 | 14834.8624
2433 | 3350 | 933.8422 | 10114.6789
2434 | 355 | 834.7441 | 8428.8991
2435 | 0 | 818.9305 | 6743.1193
2436 | 0 | 617.1498 | 6743.1193
2437 | 0 | 496.3343 | 6068.8073
2438 | 140 | 993.0903 | 5394.4954
2439 | 1500 | 740.7062 | 6743.1193
2440 | 360 | 436.8754 | 8091.7431
2441 | 135 | 518.2624 | 10114.6789
2442 | 2135 | 546.9376 | 10788.9908
2443 | 3230 | 1264.2398 | 8766.055
2444 | 135 | 1254.7517 | 7417.4312
2445 | 2630 | 1036.314 | 6743.1193
2446 | 1235 | 1105.8936 | 5057.3394
2447 | 0 | 661.006 | 3371.5596
2448 | 0 | 504.5573 | 2022.9358
2449 | 0 | 467.6591 | 1685.7798
2450 | 0 | 441.3032 | 1348.6239
2451 | 0 | 436.2429 | 1348.6239
2452 | 0 | 298.9813 | 1348.6239
2453 | 0 | 293.2885 | 2022.9358
2454 | 0 | 277.2641 | 3371.5596
2455 | 500 | 317.325 | 8428.8991
2456 | 120 | 768.3272 | 14834.8624
2457 | 380 | 900.3175 | 10114.6789
2458 | 0 | 835.3766 | 8428.8991
2459 | 120 | 764.3211 | 6743.1193
2460 | 880 | 930.4687 | 6743.1193
2461 | 120 | 1156.9186 | 6068.8073
2462 | 880 | 1724.0975 | 5394.4954
2463 | 115 | 1341.8316 | 6743.1193
2464 | 385 | 1280.8967 | 8091.7431
2465 | 1610 | 845.0756 | 10114.6789
2466 | 390 | 936.1616 | 10788.9908
2467 | 0 | 1160.7138 | 8766.055
2468 | 715 | 1097.2488 | 7417.4312
2469 | 3390 | 1620.9933 | 6743.1193
2470 | 500 | 1297.7645 | 5057.3394
2471 | 395 | 1219.5402 | 3371.5596
2472 | 0 | 985.9215 | 2022.9358
2473 | 0 | 719.8323 | 1685.7798
2474 | 0 | 492.9608 | 1348.6239
2475 | 0 | 299.8247 | 1348.6239
2476 | 0 | 279.3725 | 1348.6239
2477 | 0 | 288.8607 | 2022.9358
2478 | 0 | 383.7419 | 3371.5596
2479 | 1195 | 323.4396 | 8428.8991
2480 | 1305 | 413.6822 | 14834.8624
2481 | 0 | 519.7383 | 10114.6789
2482 | 0 | 640.1321 | 8428.8991
2483 | 0 | 749.3509 | 6743.1193
2484 | 0 | 786.8817 | 6743.1193
2485 | 0 | 1159.8704 | 6068.8073
2486 | 0 | 882.6064 | 5394.4954
2487 | 0 | 872.064 | 6743.1193
2488 | 0 | 1098.3031 | 8091.7431
2489 | 0 | 723.6276 | 10114.6789
2490 | 0 | 938.0592 | 10788.9908
2491 | 0 | 1706.5972 | 8766.055
2492 | 0 | 1381.0492 | 7417.4312
2493 | 0 | 1032.7296 | 6743.1193
2494 | 1585 | 1349.6329 | 5057.3394
2495 | 415 | 1218.486 | 3371.5596
2496 | 0 | 793.6289 | 2022.9358
2497 | 0 | 496.5452 | 1685.7798
2498 | 0 | 308.6803 | 1348.6239
2499 | 0 | 295.1861 | 1348.6239
2500 | 0 | 295.6078 | 1348.6239
2501 | 0 | 295.3969 | 2022.9358
2502 | 1070 | 376.3623 | 3371.5596
2503 | 3000 | 419.7968 | 8428.8991
2504 | 430 | 736.7001 | 14834.8624
2505 | 0 | 727.8445 | 10114.6789
2506 | 0 | 669.6507 | 8428.8991
2507 | 0 | 621.3667 | 6743.1193
2508 | 0 | 495.9126 | 6743.1193
2509 | 0 | 384.1636 | 6068.8073
2510 | 0 | 359.0728 | 5394.4954
2511 | 0 | 470.6109 | 6743.1193
2512 | 0 | 427.5981 | 8091.7431
2513 | 0 | 602.6013 | 10114.6789
2514 | 0 | 700.6452 | 10788.9908
2515 | 0 | 1351.9522 | 8766.055
2516 | 0 | 1481.4124 | 7417.4312
2517 | 45 | 1304.0899 | 6743.1193
2518 | 455 | 1319.0601 | 5057.3394
2519 | 0 | 782.2431 | 3371.5596
2520 | 0 | 585.3118 | 2022.9358
2521 | 0 | 483.2618 | 1685.7798
2522 | 0 | 344.1026 | 1348.6239
2523 | 0 | 298.7705 | 1348.6239
2524 | 0 | 285.698 | 1348.6239
2525 | 0 | 294.5535 | 2022.9358
2526 | 35 | 277.4749 | 3371.5596
2527 | 2035 | 383.5311 | 8428.8991
2528 | 930 | 689.6812 | 14834.8624
2529 | 0 | 731.8506 | 10114.6789
2530 | 0 | 664.3795 | 8428.8991
2531 | 0 | 730.1639 | 6743.1193
2532 | 0 | 631.9091 | 6743.1193
2533 | 0 | 609.3484 | 6068.8073
2534 | 0 | 605.1315 | 5394.4954
2535 | 0 | 452.4781 | 6743.1193
2536 | 0 | 582.36 | 8091.7431
2537 | 0 | 371.9345 | 10114.6789
2538 | 0 | 610.4026 | 10788.9908
2539 | 0 | 878.1786 | 8766.055
2540 | 500 | 1192.1301 | 7417.4312
2541 | 0 | 1643.7648 | 6743.1193
2542 | 0 | 1342.8858 | 5057.3394
2543 | 0 | 1059.0855 | 3371.5596
2544 | 0 | 858.3589 | 2022.9358
2545 | 0 | 501.6055 | 1685.7798
2546 | 0 | 285.4871 | 1348.6239
2547 | 0 | 296.662 | 1348.6239
2548 | 0 | 293.7101 | 1348.6239
2549 | 0 | 284.8546 | 2022.9358
2550 | 0 | 293.921 | 3371.5596
2551 | 10 | 461.7554 | 8428.8991
2552 | 490 | 609.7701 | 14834.8624
2553 | 0 | 667.1205 | 10114.6789
2554 | 0 | 385.2178 | 8428.8991
2555 | 0 | 324.0721 | 6743.1193
2556 | 0 | 414.5256 | 6743.1193
2557 | 0 | 597.1193 | 6068.8073
2558 | 0 | 658.0541 | 5394.4954
2559 | 0 | 837.2742 | 6743.1193
2560 | 0 | 366.0307 | 8091.7431
2561 | 0 | 639.7104 | 10114.6789
2562 | 0 | 632.5416 | 10788.9908
2563 | 0 | 555.7932 | 8766.055
2564 | 0 | 1306.6201 | 7417.4312
2565 | 0 | 1517.0456 | 6743.1193
2566 | 500 | 1615.0895 | 5057.3394
2567 | 0 | 1195.0819 | 3371.5596
2568 | 0 | 933.4206 | 2022.9358
2569 | 0 | 501.6055 | 1685.7798
2570 | 0 | 512.9912 | 1348.6239
2571 | 0 | 309.5237 | 1348.6239
2572 | 0 | 297.0837 | 1348.6239
2573 | 0 | 315.8491 | 2022.9358
2574 | 990 | 569.7091 | 3371.5596
2575 | 2500 | 649.4094 | 8428.8991
2576 | 10 | 608.505 | 14834.8624
2577 | 0 | 665.0121 | 10114.6789
2578 | 0 | 750.4052 | 8428.8991
2579 | 0 | 579.4081 | 6743.1193
2580 | 0 | 714.1395 | 6743.1193
2581 | 0 | 574.9803 | 6068.8073
2582 | 0 | 535.1302 | 5394.4954
2583 | 0 | 525.6421 | 6743.1193
2584 | 0 | 572.2393 | 8091.7431
2585 | 0 | 743.0255 | 10114.6789
2586 | 0 | 507.0875 | 10788.9908
2587 | 0 | 1513.2503 | 8766.055
2588 | 0 | 1179.4792 | 7417.4312
2589 | 0 | 1880.757 | 6743.1193
2590 | 0 | 1850.6059 | 5057.3394
2591 | 0 | 923.2999 | 3371.5596
2592 | 0 | 725.9469 | 2022.9358
2593 | 0 | 364.9765 | 1685.7798
2594 | 0 | 297.7162 | 1348.6239
2595 | 0 | 294.3427 | 1348.6239
2596 | 0 | 283.5895 | 1348.6239
2597 | 0 | 285.4871 | 2022.9358
2598 | 460 | 295.3969 | 3371.5596
2599 | 1960 | 489.5872 | 8428.8991
2600 | 1080 | 864.0518 | 14834.8624
2601 | 960 | 713.5069 | 10114.6789
2602 | 1540 | 727.0011 | 8428.8991
2603 | 955 | 1183.4853 | 6743.1193
2604 | 545 | 721.5191 | 6743.1193
2605 | 955 | 361.1813 | 6068.8073
2606 | 1995 | 627.903 | 5394.4954
2607 | 1000 | 608.2942 | 6743.1193
2608 | 1050 | 479.8882 | 8091.7431
2609 | 1950 | 542.7207 | 10114.6789
2610 | 1000 | 696.4283 | 10788.9908
2611 | 2000 | 1553.733 | 8766.055
2612 | 1050 | 1625.8428 | 7417.4312
2613 | 1890 | 1272.4628 | 6743.1193
2614 | 610 | 1298.6079 | 5057.3394
2615 | 0 | 1137.3098 | 3371.5596
2616 | 0 | 965.4693 | 2022.9358
2617 | 0 | 619.8908 | 1685.7798
2618 | 940 | 452.8998 | 1348.6239
2619 | 560 | 294.9752 | 1348.6239
2620 | 500 | 306.5718 | 1348.6239
2621 | 1000 | 296.662 | 2022.9358
2622 | 1000 | 318.5901 | 3371.5596
2623 | 1870 | 340.0965 | 8428.8991
2624 | 3500 | 591.0047 | 14834.8624
2625 | 1630 | 639.0779 | 10114.6789
2626 | 0 | 774.0201 | 8428.8991
2627 | 1430 | 788.9902 | 6743.1193
2628 | 1070 | 651.7287 | 6743.1193
2629 | 0 | 1060.3506 | 6068.8073
2630 | 0 | 719.4106 | 5394.4954
2631 | 1400 | 705.4947 | 6743.1193
2632 | 100 | 1017.5486 | 8091.7431
2633 | 500 | 1832.473 | 10114.6789
2634 | 500 | 1594.8482 | 10788.9908
2635 | 2860 | 1760.1524 | 8766.055
2636 | 500 | 2230.3417 | 7417.4312
2637 | 1500 | 2086.1222 | 6743.1193
2638 | 640 | 1827.6235 | 5057.3394
2639 | 500 | 1542.769 | 3371.5596
2640 | 0 | 1242.7334 | 2022.9358
2641 | 0 | 858.3589 | 1685.7798
2642 | 0 | 623.686 | 1348.6239
2643 | 0 | 345.5786 | 1348.6239
2644 | 0 | 303.8308 | 1348.6239
2645 | 0 | 321.9637 | 2022.9358
2646 | 0 | 382.266 | 3371.5596
2647 | 1345 | 396.8144 | 8428.8991
2648 | 3000 | 676.3978 | 14834.8624
2649 | 155 | 847.6057 | 10114.6789
2650 | 1000 | 520.16 | 8428.8991
2651 | 500 | 928.1494 | 6743.1193
2652 | 0 | 944.8063 | 6743.1193
2653 | 0 | 1007.6388 | 6068.8073
2654 | 0 | 1276.0472 | 5394.4954
2655 | 500 | 1067.0977 | 6743.1193
2656 | 830 | 1388.6397 | 8091.7431
2657 | 670 | 1215.3233 | 10114.6789
2658 | 330 | 961.8849 | 10788.9908
2659 | 830 | 1706.1755 | 8766.055
2660 | 1340 | 1487.3161 | 7417.4312
2661 | 500 | 1554.5764 | 6743.1193
2662 | 1825 | 1108.002 | 5057.3394
2663 | 175 | 761.5801 | 3371.5596
2664 | 0 | 575.1912 | 2022.9358
2665 | 0 | 474.617 | 1685.7798
2666 | 0 | 334.6145 | 1348.6239
2667 | 0 | 305.9393 | 1348.6239
2668 | 0 | 298.5596 | 1348.6239
2669 | 0 | 297.0837 | 2022.9358
2670 | 315 | 281.6919 | 3371.5596
2671 | 185 | 559.1668 | 8428.8991
2672 | 2125 | 696.0066 | 14834.8624
2673 | 1375 | 777.6045 | 10114.6789
2674 | 0 | 483.8943 | 8428.8991
2675 | 0 | 793.2072 | 6743.1193
2676 | 500 | 874.3833 | 6743.1193
2677 | 0 | 613.7762 | 6068.8073
2678 | 0 | 524.5878 | 5394.4954
2679 | 0 | 414.3147 | 6743.1193
2680 | 0 | 569.4983 | 8091.7431
2681 | 990 | 545.04 | 10114.6789
2682 | 500 | 518.4733 | 10788.9908
2683 | 1010 | 885.9799 | 8766.055
2684 | 1000 | 1229.2392 | 7417.4312
2685 | 1485 | 1352.5848 | 6743.1193
2686 | 515 | 927.7277 | 5057.3394
2687 | 0 | 794.2614 | 3371.5596
2688 | 0 | 522.4794 | 2022.9358
2689 | 0 | 297.5054 | 1685.7798
2690 | 0 | 280.4268 | 1348.6239
2691 | 0 | 275.1556 | 1348.6239
2692 | 0 | 289.9149 | 1348.6239
2693 | 0 | 284.0112 | 2022.9358
2694 | 500 | 269.8844 | 3371.5596
2695 | 475 | 407.9893 | 8428.8991
2696 | 1475 | 604.7098 | 14834.8624
2697 | 2550 | 642.8731 | 10114.6789
2698 | 0 | 505.1899 | 8428.8991
2699 | 0 | 313.1081 | 6743.1193
2700 | 0 | 372.1453 | 6743.1193
2701 | 0 | 467.4482 | 6068.8073
2702 | 0 | 393.8626 | 5394.4954
2703 | 0 | 327.4457 | 6743.1193
2704 | 0 | 278.5291 | 8091.7431
2705 | 0 | 331.8735 | 10114.6789
2706 | 0 | 456.4842 | 10788.9908
2707 | 0 | 819.1414 | 8766.055
2708 | 0 | 1316.9516 | 7417.4312
2709 | 1440 | 1140.6833 | 6743.1193
2710 | 560 | 1133.9362 | 5057.3394
2711 | 0 | 1196.9795 | 3371.5596
2712 | 0 | 396.6036 | 2022.9358
2713 | 0 | 326.3915 | 1685.7798
2714 | 0 | 326.1806 | 1348.6239
2715 | 0 | 281.2702 | 1348.6239
2716 | 0 | 277.8966 | 1348.6239
2717 | 0 | 431.3934 | 2022.9358
2718 | 1460 | 414.1039 | 3371.5596
2719 | 3000 | 421.6944 | 8428.8991
2720 | 0 | 620.7342 | 14834.8624
2721 | 0 | 460.7011 | 10114.6789
2722 | 0 | 493.8041 | 8428.8991
2723 | 0 | 608.505 | 6743.1193
2724 | 0 | 561.0644 | 6743.1193
2725 | 0 | 391.3324 | 6068.8073
2726 | 0 | 308.6803 | 5394.4954
2727 | 0 | 324.0721 | 6743.1193
2728 | 0 | 326.3915 | 8091.7431
2729 | 0 | 338.4098 | 10114.6789
2730 | 0 | 396.8144 | 10788.9908
2731 | 0 | 530.7024 | 8766.055
2732 | 0 | 682.9341 | 7417.4312
2733 | 0 | 1024.5065 | 6743.1193
2734 | 0 | 1350.2655 | 5057.3394
2735 | 0 | 997.0964 | 3371.5596
2736 | 0 | 636.7585 | 2022.9358
2737 | 0 | 498.4428 | 1685.7798
2738 | 0 | 294.5535 | 1348.6239
2739 | 0 | 282.1136 | 1348.6239
2740 | 0 | 289.9149 | 1348.6239
2741 | 0 | 443.2008 | 2022.9358
2742 | 480 | 288.6498 | 3371.5596
2743 | 2560 | 424.8571 | 8428.8991
2744 | 0 | 511.937 | 14834.8624
2745 | 0 | 466.8157 | 10114.6789
2746 | 0 | 326.1806 | 8428.8991
2747 | 0 | 364.5548 | 6743.1193
2748 | 0 | 438.1405 | 6743.1193
2749 | 0 | 518.0516 | 6068.8073
2750 | 0 | 304.4634 | 5394.4954
2751 | 0 | 369.1934 | 6743.1193
2752 | 0 | 415.369 | 8091.7431
2753 | 0 | 364.5548 | 10114.6789
2754 | 0 | 557.2691 | 10788.9908
2755 | 0 | 860.0457 | 8766.055
2756 | 500 | 651.307 | 7417.4312
2757 | 0 | 734.8025 | 6743.1193
2758 | 0 | 1136.6772 | 5057.3394
2759 | 0 | 1291.8608 | 3371.5596
2760 | 0 | 727.6337 | 2022.9358
2761 | 0 | 754.6221 | 1685.7798
2762 | 0 | 441.7249 | 1348.6239
2763 | 0 | 276.8424 | 1348.6239
2764 | 0 | 290.9691 | 1348.6239
2765 | 0 | 443.2008 | 2022.9358
2766 | 0 | 392.1758 | 3371.5596
2767 | 0 | 421.4836 | 8428.8991
2768 | 1320 | 1155.6535 | 14834.8624
2769 | 180 | 1033.3621 | 10114.6789
2770 | 0 | 1036.1031 | 8428.8991
2771 | 0 | 700.6452 | 6743.1193
2772 | 0 | 1034.8381 | 6743.1193
2773 | 0 | 1125.5023 | 6068.8073
2774 | 0 | 458.3818 | 5394.4954
2775 | 0 | 418.7425 | 6743.1193
2776 | 0 | 759.6825 | 8091.7431
2777 | 0 | 644.9816 | 10114.6789
2778 | 500 | 501.1838 | 10788.9908
2779 | 0 | 819.9848 | 8766.055
2780 | 0 | 841.9129 | 7417.4312
2781 | 0 | 998.3615 | 6743.1193
2782 | 0 | 1328.3374 | 5057.3394
2783 | 0 | 859.624 | 3371.5596
2784 | 0 | 865.5278 | 2022.9358
2785 | 0 | 784.3516 | 1685.7798
2786 | 0 | 488.9547 | 1348.6239
2787 | 0 | 398.9229 | 1348.6239
2788 | 0 | 310.3671 | 1348.6239
2789 | 0 | 311.2105 | 2022.9358
2790 | 0 | 305.7284 | 3371.5596
2791 | 0 | 347.2653 | 8428.8991
2792 | 1885 | 477.3581 | 14834.8624
2793 | 1115 | 1086.9173 | 10114.6789
2794 | 880 | 1035.8923 | 8428.8991
2795 | 620 | 1189.5999 | 6743.1193
2796 | 1000 | 1303.0357 | 6743.1193
2797 | 0 | 1291.8608 | 6068.8073
2798 | 500 | 1414.7847 | 5394.4954
2799 | 875 | 903.2694 | 6743.1193
2800 | 625 | 796.7916 | 8091.7431
2801 | 1500 | 1933.0471 | 10114.6789
2802 | 500 | 1807.3822 | 10788.9908
2803 | 1370 | 2144.316 | 8766.055
2804 | 1130 | 2007.4762 | 7417.4312
2805 | 1370 | 1610.0292 | 6743.1193
2806 | 1130 | 1417.3149 | 5057.3394
2807 | 0 | 1229.6609 | 3371.5596
2808 | 0 | 795.3156 | 2022.9358
2809 | 0 | 580.0406 | 1685.7798
2810 | 0 | 348.7413 | 1348.6239
2811 | 0 | 337.1447 | 1348.6239
2812 | 0 | 368.5609 | 1348.6239
2813 | 0 | 460.4903 | 2022.9358
2814 | 0 | 453.954 | 3371.5596
2815 | 1720 | 380.1575 | 8428.8991
2816 | 3495 | 424.6463 | 14834.8624
2817 | 285 | 584.6793 | 10114.6789
2818 | 1000 | 956.4029 | 8428.8991
2819 | 0 | 1082.4895 | 6743.1193
2820 | 0 | 1180.7443 | 6743.1193
2821 | 0 | 1343.7292 | 6068.8073
2822 | 0 | 1538.7629 | 5394.4954
2823 | 0 | 1651.5661 | 6743.1193
2824 | 0 | 1244.4202 | 8091.7431
2825 | 350 | 1587.6794 | 10114.6789
2826 | 150 | 2061.2422 | 10788.9908
2827 | 0 | 1566.8055 | 8766.055
2828 | 1000 | 1030.6211 | 7417.4312
2829 | 1000 | 1232.4019 | 6743.1193
2830 | 1000 | 989.7168 | 5057.3394
2831 | 0 | 921.4023 | 3371.5596
2832 | 0 | 660.5843 | 2022.9358
2833 | 0 | 645.6141 | 1685.7798
2834 | 0 | 375.5189 | 1348.6239
2835 | 0 | 296.0295 | 1348.6239
2836 | 0 | 420.851 | 1348.6239
2837 | 0 | 309.3128 | 2022.9358
2838 | 1000 | 296.0295 | 3371.5596
2839 | 2670 | 663.3253 | 8428.8991
2840 | 830 | 794.8939 | 14834.8624
2841 | 500 | 778.237 | 10114.6789
2842 | 0 | 569.92 | 8428.8991
2843 | 500 | 677.0304 | 6743.1193
2844 | 0 | 669.4399 | 6743.1193
2845 | 0 | 670.4941 | 6068.8073
2846 | 0 | 380.5792 | 5394.4954
2847 | 0 | 427.3873 | 6743.1193
2848 | 0 | 312.6864 | 8091.7431
2849 | 0 | 342.4159 | 10114.6789
2850 | 0 | 557.48 | 10788.9908
2851 | 1665 | 1318.6384 | 8766.055
2852 | 835 | 1880.1245 | 7417.4312
2853 | 1830 | 1308.5177 | 6743.1193
2854 | 170 | 1331.7109 | 5057.3394
2855 | 0 | 1182.8528 | 3371.5596
2856 | 0 | 560.0102 | 2022.9358
2857 | 0 | 478.6231 | 1685.7798
2858 | 0 | 354.8558 | 1348.6239
2859 | 0 | 349.5847 | 1348.6239
2860 | 0 | 326.3915 | 1348.6239
2861 | 0 | 298.5596 | 2022.9358
2862 | 500 | 302.5657 | 3371.5596
2863 | 1500 | 469.5567 | 8428.8991
2864 | 0 | 783.0865 | 14834.8624
2865 | 2815 | 835.1658 | 10114.6789
2866 | 185 | 554.3173 | 8428.8991
2867 | 0 | 612.0894 | 6743.1193
2868 | 500 | 649.8311 | 6743.1193
2869 | 500 | 678.928 | 6068.8073
2870 | 0 | 639.2887 | 5394.4954
2871 | 0 | 421.4836 | 6743.1193
2872 | 0 | 524.7987 | 8091.7431
2873 | 500 | 588.4745 | 10114.6789
2874 | 0 | 1015.0184 | 10788.9908
2875 | 0 | 1042.4286 | 8766.055
2876 | 1015 | 1002.5784 | 7417.4312
2877 | 985 | 1040.9526 | 6743.1193
2878 | 0 | 1214.4799 | 5057.3394
2879 | 0 | 1164.2982 | 3371.5596
2880 | 0 | 769.3814 | 2022.9358
2881 | 0 | 391.3324 | 1685.7798
2882 | 0 | 433.7127 | 1348.6239
2883 | 0 | 297.7162 | 1348.6239
2884 | 0 | 293.2885 | 1348.6239
2885 | 0 | 288.8607 | 2022.9358
2886 | 500 | 386.0612 | 3371.5596
2887 | 0 | 568.0224 | 8428.8991
2888 | 500 | 705.4947 | 14834.8624
2889 | 0 | 752.7245 | 10114.6789
2890 | 0 | 414.1039 | 8428.8991
2891 | 0 | 673.446 | 6743.1193
2892 | 0 | 937.005 | 6743.1193
2893 | 0 | 1230.0826 | 6068.8073
2894 | 0 | 918.0287 | 5394.4954
2895 | 500 | 725.1035 | 6743.1193
2896 | 0 | 658.8975 | 8091.7431
2897 | 0 | 577.2996 | 10114.6789
2898 | 0 | 472.5086 | 10788.9908
2899 | 0 | 1440.7189 | 8766.055
2900 | 0 | 1538.552 | 7417.4312
2901 | 0 | 1174.4189 | 6743.1193
2902 | 0 | 1310.6262 | 5057.3394
2903 | 0 | 1402.1339 | 3371.5596
2904 | 0 | 652.9938 | 2022.9358
2905 | 0 | 669.229 | 1685.7798
2906 | 0 | 790.677 | 1348.6239
2907 | 0 | 354.8558 | 1348.6239
2908 | 500 | 313.3189 | 1348.6239
2909 | 0 | 308.4695 | 2022.9358
2910 | 760 | 319.2227 | 3371.5596
2911 | 2240 | 551.5763 | 8428.8991
2912 | 0 | 832.6356 | 14834.8624
2913 | 0 | 612.3003 | 10114.6789
2914 | 0 | 598.1735 | 8428.8991
2915 | 0 | 455.0083 | 6743.1193
2916 | 0 | 441.0923 | 6743.1193
2917 | 0 | 730.5855 | 6068.8073
2918 | 0 | 908.1189 | 5394.4954
2919 | 0 | 566.3356 | 6743.1193
2920 | 0 | 510.2502 | 8091.7431
2921 | 0 | 337.9881 | 10114.6789
2922 | 0 | 906.0104 | 10788.9908
2923 | 0 | 824.8342 | 8766.055
2924 | 0 | 833.6898 | 7417.4312
2925 | 0 | 1032.7296 | 6743.1193
2926 | 0 | 861.9433 | 5057.3394
2927 | 0 | 890.8294 | 3371.5596
2928 | 0 | 557.48 | 2022.9358
2929 | 0 | 340.9399 | 1685.7798
2930 | 0 | 299.8247 | 1348.6239
2931 | 0 | 311.843 | 1348.6239
2932 | 0 | 304.6742 | 1348.6239
2933 | 0 | 304.885 | 2022.9358
2934 | 500 | 302.7766 | 3371.5596
2935 | 2195 | 569.4983 | 8428.8991
2936 | 305 | 755.8872 | 14834.8624
2937 | 0 | 788.7794 | 10114.6789
2938 | 500 | 524.7987 | 8428.8991
2939 | 0 | 393.8626 | 6743.1193
2940 | 0 | 700.0127 | 6743.1193
2941 | 0 | 488.1113 | 6068.8073
2942 | 0 | 648.9877 | 5394.4954
2943 | 685 | 769.1706 | 6743.1193
2944 | 315 | 574.7695 | 8091.7431
2945 | 1500 | 912.5467 | 10114.6789
2946 | 0 | 623.686 | 10788.9908
2947 | 180 | 1198.8772 | 8766.055
2948 | 1500 | 927.9385 | 7417.4312
2949 | 1000 | 1265.7157 | 6743.1193
2950 | 320 | 1206.2568 | 5057.3394
2951 | 0 | 1293.9693 | 3371.5596
2952 | 0 | 822.5149 | 2022.9358
2953 | 0 | 902.8477 | 1685.7798
2954 | 0 | 668.8073 | 1348.6239
2955 | 0 | 367.5067 | 1348.6239
2956 | 0 | 411.5737 | 1348.6239
2957 | 0 | 337.1447 | 2022.9358
2958 | 0 | 685.6751 | 3371.5596
2959 | 670 | 467.0265 | 8428.8991
2960 | 830 | 518.2624 | 14834.8624
2961 | 0 | 1031.8862 | 10114.6789
2962 | 0 | 737.1218 | 8428.8991
2963 | 0 | 962.0958 | 6743.1193
2964 | 500 | 889.3535 | 6743.1193
2965 | 0 | 505.6116 | 6068.8073
2966 | 0 | 437.0862 | 5394.4954
2967 | 0 | 533.8651 | 6743.1193
2968 | 0 | 554.3173 | 8091.7431
2969 | 0 | 575.1912 | 10114.6789
2970 | 0 | 886.6125 | 10788.9908
2971 | 655 | 1731.2664 | 8766.055
2972 | 1000 | 1847.4432 | 7417.4312
2973 | 1345 | 1606.0231 | 6743.1193
2974 | 1000 | 1421.5318 | 5057.3394
2975 | 0 | 1054.236 | 3371.5596
2976 | 0 | 638.2345 | 2022.9358
2977 | 0 | 429.9174 | 1685.7798
2978 | 0 | 351.2714 | 1348.6239
2979 | 0 | 546.5159 | 1348.6239
2980 | 0 | 325.5481 | 1348.6239
2981 | 0 | 307.4152 | 2022.9358
2982 | 0 | 301.5115 | 3371.5596
2983 | 1785 | 362.4463 | 8428.8991
2984 | 2715 | 484.7377 | 14834.8624
2985 | 0 | 804.8038 | 10114.6789
2986 | 500 | 951.5534 | 8428.8991
2987 | 0 | 1268.2459 | 6743.1193
2988 | 0 | 1400.6579 | 6743.1193
2989 | 0 | 1486.6836 | 6068.8073
2990 | 0 | 1437.9779 | 5394.4954
2991 | 0 | 1106.5261 | 6743.1193
2992 | 0 | 978.9635 | 8091.7431
2993 | 0 | 924.565 | 10114.6789
2994 | 0 | 1529.4856 | 10788.9908
2995 | 0 | 1155.021 | 8766.055
2996 | 0 | 1040.5309 | 7417.4312
2997 | 0 | 1126.5566 | 6743.1193
2998 | 125 | 1685.7234 | 5057.3394
2999 | 375 | 765.797 | 3371.5596
3000 | 0 | 539.558 | 2022.9358
3001 | 0 | 630.644 | 1685.7798
3002 | 0 | 451.0022 | 1348.6239
3003 | 0 | 303.8308 | 1348.6239
3004 | 0 | 291.18 | 1348.6239
3005 | 0 | 308.4695 | 2022.9358
3006 | 620 | 317.9576 | 3371.5596
3007 | 1880 | 394.9168 | 8428.8991
3008 | 0 | 924.9867 | 14834.8624
3009 | 0 | 914.2335 | 10114.6789
3010 | 0 | 468.5025 | 8428.8991
3011 | 0 | 351.4823 | 6743.1193
3012 | 500 | 377.4165 | 6743.1193
3013 | 0 | 368.9826 | 6068.8073
3014 | 0 | 500.9729 | 5394.4954
3015 | 0 | 363.0789 | 6743.1193
3016 | 0 | 340.0965 | 8091.7431
3017 | 0 | 648.7768 | 10114.6789
3018 | 0 | 586.1552 | 10788.9908
3019 | 0 | 1350.898 | 8766.055
3020 | 0 | 1484.1534 | 7417.4312
3021 | 0 | 1612.3485 | 6743.1193
3022 | 0 | 1143.2135 | 5057.3394
3023 | 0 | 1213.6365 | 3371.5596
3024 | 0 | 700.6452 | 2022.9358
3025 | 0 | 362.868 | 1685.7798
3026 | 0 | 295.6078 | 1348.6239
3027 | 0 | 288.8607 | 1348.6239
3028 | 0 | 287.5956 | 1348.6239
3029 | 0 | 301.3006 | 2022.9358
3030 | 500 | 298.7705 | 3371.5596
3031 | 1000 | 500.7621 | 8428.8991
3032 | 0 | 625.1619 | 14834.8624
3033 | 0 | 914.0226 | 10114.6789
3034 | 0 | 559.3776 | 8428.8991
3035 | 0 | 592.4806 | 6743.1193
3036 | 0 | 795.9482 | 6743.1193
3037 | 0 | 405.4592 | 6068.8073
3038 | 0 | 377.2056 | 5394.4954
3039 | 85 | 627.2704 | 6743.1193
3040 | 415 | 377.6273 | 8091.7431
3041 | 0 | 792.9963 | 10114.6789
3042 | 0 | 535.5519 | 10788.9908
3043 | 0 | 1050.2299 | 8766.055
3044 | 0 | 952.6076 | 7417.4312
3045 | 0 | 737.1218 | 6743.1193
3046 | 0 | 873.3291 | 5057.3394
3047 | 0 | 1260.4446 | 3371.5596
3048 | 0 | 704.8622 | 2022.9358
3049 | 0 | 348.9521 | 1685.7798
3050 | 0 | 309.5237 | 1348.6239
3051 | 0 | 312.6864 | 1348.6239
3052 | 0 | 312.0539 | 1348.6239
3053 | 0 | 553.2631 | 2022.9358
3054 | 1070 | 639.7104 | 3371.5596
3055 | 2430 | 441.0923 | 8428.8991
3056 | 0 | 562.962 | 14834.8624
3057 | 0 | 581.0949 | 10114.6789
3058 | 0 | 349.7955 | 8428.8991
3059 | 0 | 395.971 | 6743.1193
3060 | 0 | 462.1771 | 6743.1193
3061 | 0 | 490.6414 | 6068.8073
3062 | 0 | 452.8998 | 5394.4954
3063 | 0 | 453.7432 | 6743.1193
3064 | 0 | 391.1216 | 8091.7431
3065 | 0 | 480.5208 | 10114.6789
3066 | 0 | 595.6433 | 10788.9908
3067 | 0 | 927.5168 | 8766.055
3068 | 0 | 894.4138 | 7417.4312
3069 | 0 | 947.969 | 6743.1193
3070 | 0 | 1225.8656 | 5057.3394
3071 | 0 | 1084.3871 | 3371.5596
3072 | 0 | 1062.8807 | 2022.9358
3073 | 0 | 728.8988 | 1685.7798
3074 | 0 | 523.5336 | 1348.6239
3075 | 0 | 324.283 | 1348.6239
3076 | 0 | 313.3189 | 1348.6239
3077 | 0 | 300.6681 | 2022.9358
3078 | 0 | 313.3189 | 3371.5596
3079 | 500 | 380.79 | 8428.8991
3080 | 1000 | 398.7121 | 14834.8624
3081 | 0 | 727.6337 | 10114.6789
3082 | 0 | 1009.1147 | 8428.8991
3083 | 0 | 935.3182 | 6743.1193
3084 | 0 | 1042.6394 | 6743.1193
3085 | 500 | 1054.0251 | 6068.8073
3086 | 0 | 1753.4053 | 5394.4954
3087 | 0 | 1560.691 | 6743.1193
3088 | 0 | 1137.3098 | 8091.7431
3089 | 0 | 1328.5482 | 10114.6789
3090 | 0 | 2732.7905 | 10788.9908
3091 | 0 | 1653.4637 | 8766.055
3092 | 0 | 1992.0843 | 7417.4312
3093 | 0 | 1450.6287 | 6743.1193
3094 | 0 | 1429.544 | 5057.3394
3095 | 0 | 837.2742 | 3371.5596
3096 | 0 | 689.6812 | 2022.9358
3097 | 0 | 496.3343 | 1685.7798
3098 | 0 | 416.4232 | 1348.6239
3099 | 0 | 471.2435 | 1348.6239
3100 | 0 | 297.7162 | 1348.6239
3101 | 0 | 296.0295 | 2022.9358
3102 | 0 | 448.2611 | 3371.5596
3103 | 815 | 424.6463 | 8428.8991
3104 | 1185 | 554.739 | 14834.8624
3105 | 500 | 783.9299 | 10114.6789
3106 | 795 | 667.5422 | 8428.8991
3107 | 205 | 592.9023 | 6743.1193
3108 | 500 | 1094.9295 | 6743.1193
3109 | 1000 | 856.883 | 6068.8073
3110 | 0 | 848.0274 | 5394.4954
3111 | 500 | 769.5923 | 6743.1193
3112 | 500 | 548.4136 | 8091.7431
3113 | 500 | 457.3276 | 10114.6789
3114 | 500 | 436.6645 | 10788.9908
3115 | 500 | 818.9305 | 8766.055
3116 | 940 | 817.2437 | 7417.4312
3117 | 1000 | 780.3455 | 6743.1193
3118 | 60 | 706.7598 | 5057.3394
3119 | 0 | 1231.1368 | 3371.5596
3120 | 0 | 862.5759 | 2022.9358
3121 | 0 | 680.6148 | 1685.7798
3122 | 0 | 424.2246 | 1348.6239
3123 | 0 | 316.06 | 1348.6239
3124 | 0 | 313.5298 | 1348.6239
3125 | 0 | 315.4274 | 2022.9358
3126 | 0 | 356.3318 | 3371.5596
3127 | 500 | 387.9588 | 8428.8991
3128 | 500 | 541.6665 | 14834.8624
3129 | 3425 | 686.7293 | 10114.6789
3130 | 75 | 705.7056 | 8428.8991
3131 | 0 | 1193.3951 | 6743.1193
3132 | 0 | 1213.0039 | 6743.1193
3133 | 0 | 1208.1544 | 6068.8073
3134 | 485 | 691.5788 | 5394.4954
3135 | 15 | 1067.5194 | 6743.1193
3136 | 0 | 1202.0399 | 8091.7431
3137 | 0 | 1091.9776 | 10114.6789
3138 | 0 | 967.7886 | 10788.9908
3139 | 1970 | 1849.7625 | 8766.055
3140 | 530 | 1623.9451 | 7417.4312
3141 | 1465 | 1633.6441 | 6743.1193
3142 | 1035 | 1138.5749 | 5057.3394
3143 | 500 | 952.3968 | 3371.5596
3144 | 0 | 1385.0552 | 2022.9358
3145 | 0 | 1146.5871 | 1685.7798
3146 | 0 | 527.3288 | 1348.6239
3147 | 0 | 363.9223 | 1348.6239
3148 | 0 | 710.1334 | 1348.6239
3149 | 0 | 638.0236 | 2022.9358
3150 | 0 | 316.6925 | 3371.5596
3151 | 470 | 315.0057 | 8428.8991
3152 | 2030 | 477.5689 | 14834.8624
3153 | 465 | 954.0836 | 10114.6789
3154 | 1535 | 1363.5488 | 8428.8991
3155 | 465 | 665.0121 | 6743.1193
3156 | 35 | 906.643 | 6743.1193
3157 | 460 | 1033.3621 | 6068.8073
3158 | 1040 | 895.0464 | 5394.4954
3159 | 0 | 813.8702 | 6743.1193
3160 | 1000 | 804.3821 | 8091.7431
3161 | 0 | 815.7678 | 10114.6789
3162 | 0 | 853.0878 | 10788.9908
3163 | 0 | 1300.5055 | 8766.055
3164 | 915 | 1344.5726 | 7417.4312
3165 | 2085 | 1024.2957 | 6743.1193
3166 | 910 | 889.5643 | 5057.3394
3167 | 590 | 889.7752 | 3371.5596
3168 | 0 | 659.53 | 2022.9358
3169 | 0 | 374.6755 | 1685.7798
3170 | 0 | 310.5779 | 1348.6239
3171 | 0 | 300.6681 | 1348.6239
3172 | 0 | 304.0417 | 1348.6239
3173 | 0 | 305.5176 | 2022.9358
3174 | 900 | 303.1983 | 3371.5596
3175 | 2500 | 471.0326 | 8428.8991
3176 | 100 | 801.0085 | 14834.8624
3177 | 1500 | 911.2816 | 10114.6789
3178 | 0 | 958.5114 | 8428.8991
3179 | 355 | 656.1565 | 6743.1193
3180 | 145 | 399.7663 | 6743.1193
3181 | 0 | 628.3247 | 6068.8073
3182 | 0 | 946.7039 | 5394.4954
3183 | 0 | 572.0285 | 6743.1193
3184 | 0 | 625.7945 | 8091.7431
3185 | 0 | 725.7361 | 10114.6789
3186 | 0 | 844.2322 | 10788.9908
3187 | 0 | 1516.8347 | 8766.055
3188 | 0 | 1037.3682 | 7417.4312
3189 | 385 | 1206.4677 | 6743.1193
3190 | 115 | 971.373 | 5057.3394
3191 | 0 | 914.4443 | 3371.5596
3192 | 0 | 717.0913 | 2022.9358
3193 | 0 | 398.9229 | 1685.7798
3194 | 0 | 303.8308 | 1348.6239
3195 | 0 | 300.6681 | 1348.6239
3196 | 0 | 304.2525 | 1348.6239
3197 | 0 | 303.4091 | 2022.9358
3198 | 875 | 556.8475 | 3371.5596
3199 | 3000 | 525.0095 | 8428.8991
3200 | 125 | 891.6728 | 14834.8624
3201 | 0 | 1041.1635 | 10114.6789
3202 | 0 | 632.9633 | 8428.8991
3203 | 0 | 783.2973 | 6743.1193
3204 | 0 | 749.3509 | 6743.1193
3205 | 0 | 560.221 | 6068.8073
3206 | 0 | 599.4386 | 5394.4954
3207 | 0 | 523.9553 | 6743.1193
3208 | 0 | 362.6572 | 8091.7431
3209 | 0 | 554.1064 | 10114.6789
3210 | 0 | 750.616 | 10788.9908
3211 | 0 | 980.8612 | 8766.055
3212 | 0 | 1194.6602 | 7417.4312
3213 | 0 | 801.6411 | 6743.1193
3214 | 0 | 1219.3294 | 5057.3394
3215 | 0 | 923.9324 | 3371.5596
3216 | 0 | 654.2589 | 2022.9358
3217 | 0 | 452.0564 | 1685.7798
3218 | 0 | 344.3135 | 1348.6239
3219 | 0 | 301.7223 | 1348.6239
3220 | 0 | 294.9752 | 1348.6239
3221 | 0 | 377.2056 | 2022.9358
3222 | 315 | 301.0898 | 3371.5596
3223 | 1820 | 505.1899 | 8428.8991
3224 | 365 | 834.3224 | 14834.8624
3225 | 0 | 967.5778 | 10114.6789
3226 | 0 | 575.8237 | 8428.8991
3227 | 0 | 383.7419 | 6743.1193
3228 | 0 | 575.6129 | 6743.1193
3229 | 0 | 687.7836 | 6068.8073
3230 | 0 | 617.9931 | 5394.4954
3231 | 0 | 687.7836 | 6743.1193
3232 | 0 | 467.0265 | 8091.7431
3233 | 0 | 440.8815 | 10114.6789
3234 | 0 | 676.8195 | 10788.9908
3235 | 0 | 1171.6779 | 8766.055
3236 | 0 | 709.0791 | 7417.4312
3237 | 0 | 930.047 | 6743.1193
3238 | 0 | 1048.9648 | 5057.3394
3239 | 0 | 1122.9722 | 3371.5596
3240 | 0 | 875.8593 | 2022.9358
3241 | 0 | 307.8369 | 1685.7798
3242 | 0 | 298.9813 | 1348.6239
3243 | 0 | 296.8729 | 1348.6239
3244 | 0 | 482.6292 | 1348.6239
3245 | 0 | 318.3793 | 2022.9358
3246 | 500 | 369.826 | 3371.5596
3247 | 2090 | 489.5872 | 8428.8991
3248 | 910 | 767.9055 | 14834.8624
3249 | 0 | 542.7207 | 10114.6789
3250 | 500 | 863.841 | 8428.8991
3251 | 0 | 854.142 | 6743.1193
3252 | 0 | 766.8513 | 6743.1193
3253 | 0 | 533.4434 | 6068.8073
3254 | 0 | 502.0272 | 5394.4954
3255 | 0 | 786.2492 | 6743.1193
3256 | 0 | 728.0554 | 8091.7431
3257 | 0 | 526.4855 | 10114.6789
3258 | 0 | 812.3943 | 10788.9908
3259 | 0 | 1230.2934 | 8766.055
3260 | 0 | 1352.3739 | 7417.4312
3261 | 0 | 1472.9785 | 6743.1193
3262 | 0 | 1110.743 | 5057.3394
3263 | 500 | 1114.1166 | 3371.5596
3264 | 500 | 826.7319 | 2022.9358
3265 | 0 | 661.6385 | 1685.7798
3266 | 0 | 408.8327 | 1348.6239
3267 | 0 | 299.1922 | 1348.6239
3268 | 0 | 297.5054 | 1348.6239
3269 | 0 | 304.2525 | 2022.9358
3270 | 775 | 298.7705 | 3371.5596
3271 | 3000 | 605.1315 | 8428.8991
3272 | 725 | 755.8872 | 14834.8624
3273 | 770 | 834.1115 | 10114.6789
3274 | 1230 | 922.2456 | 8428.8991
3275 | 500 | 666.488 | 6743.1193
3276 | 270 | 661.6385 | 6743.1193
3277 | 230 | 681.8798 | 6068.8073
3278 | 0 | 560.6427 | 5394.4954
3279 | 0 | 490.6414 | 6743.1193
3280 | 0 | 478.834 | 8091.7431
3281 | 0 | 530.2807 | 10114.6789
3282 | 0 | 748.9293 | 10788.9908
3283 | 0 | 826.521 | 8766.055
3284 | 1000 | 838.5393 | 7417.4312
3285 | 1260 | 957.2463 | 6743.1193
3286 | 240 | 874.805 | 5057.3394
3287 | 0 | 1669.9098 | 3371.5596
3288 | 0 | 1388.6397 | 2022.9358
3289 | 0 | 656.789 | 1685.7798
3290 | 0 | 636.9694 | 1348.6239
3291 | 0 | 531.1241 | 1348.6239
3292 | 0 | 300.2464 | 1348.6239
3293 | 0 | 300.0356 | 2022.9358
3294 | 0 | 308.6803 | 3371.5596
3295 | 500 | 361.8138 | 8428.8991
3296 | 0 | 579.8298 | 14834.8624
3297 | 0 | 552.8414 | 10114.6789
3298 | 500 | 1291.6499 | 8428.8991
3299 | 0 | 909.384 | 6743.1193
3300 | 0 | 1155.4427 | 6743.1193
3301 | 0 | 1051.495 | 6068.8073
3302 | 0 | 984.0239 | 5394.4954
3303 | 0 | 655.5239 | 6743.1193
3304 | 0 | 905.3779 | 8091.7431
3305 | 0 | 850.7684 | 10114.6789
3306 | 500 | 1278.7883 | 10788.9908
3307 | 0 | 1579.4564 | 8766.055
3308 | 0 | 1029.356 | 7417.4312
3309 | 0 | 894.6247 | 6743.1193
3310 | 0 | 805.4363 | 5057.3394
3311 | 0 | 731.2181 | 3371.5596
3312 | 0 | 663.1144 | 2022.9358
3313 | 0 | 688.627 | 1685.7798
3314 | 0 | 773.3875 | 1348.6239
3315 | 0 | 603.4447 | 1348.6239
3316 | 0 | 318.3793 | 1348.6239
3317 | 0 | 308.2586 | 2022.9358
3318 | 0 | 304.4634 | 3371.5596
3319 | 725 | 399.5554 | 8428.8991
3320 | 2720 | 400.8205 | 14834.8624
3321 | 1055 | 668.1748 | 10114.6789
3322 | 1000 | 668.3856 | 8428.8991
3323 | 0 | 736.911 | 6743.1193
3324 | 500 | 821.6715 | 6743.1193
3325 | 0 | 616.9389 | 6068.8073
3326 | 0 | 972.4273 | 5394.4954
3327 | 0 | 1017.9703 | 6743.1193
3328 | 500 | 1153.1233 | 8091.7431
3329 | 0 | 1114.96 | 10114.6789
3330 | 0 | 985.4998 | 10788.9908
3331 | 500 | 1350.2655 | 8766.055
3332 | 1000 | 2085.2788 | 7417.4312
3333 | 1210 | 1402.3447 | 6743.1193
3334 | 1000 | 1578.613 | 5057.3394
3335 | 290 | 1145.9545 | 3371.5596
3336 | 0 | 657.6324 | 2022.9358
3337 | 0 | 529.4373 | 1685.7798
3338 | 0 | 546.9376 | 1348.6239
3339 | 0 | 413.8931 | 1348.6239
3340 | 0 | 296.662 | 1348.6239
3341 | 0 | 304.6742 | 2022.9358
3342 | 1000 | 351.904 | 3371.5596
3343 | 500 | 484.9486 | 8428.8991
3344 | 0 | 466.8157 | 14834.8624
3345 | 0 | 450.7913 | 10114.6789
3346 | 0 | 734.5916 | 8428.8991
3347 | 0 | 1017.5486 | 6743.1193
3348 | 500 | 806.0688 | 6743.1193
3349 | 0 | 727.4228 | 6068.8073
3350 | 0 | 683.1449 | 5394.4954
3351 | 0 | 814.081 | 6743.1193
3352 | 1140 | 666.2771 | 8091.7431
3353 | 360 | 1174.2081 | 10114.6789
3354 | 320 | 1242.3117 | 10788.9908
3355 | 680 | 1542.3473 | 8766.055
3356 | 1000 | 2255.2216 | 7417.4312
3357 | 500 | 1289.5415 | 6743.1193
3358 | 0 | 1436.7128 | 5057.3394
3359 | 0 | 993.512 | 3371.5596
3360 | 0 | 1105.261 | 2022.9358
3361 | 0 | 687.151 | 1685.7798
3362 | 0 | 351.4823 | 1348.6239
3363 | 0 | 288.8607 | 1348.6239
3364 | 0 | 295.6078 | 1348.6239
3365 | 0 | 304.4634 | 2022.9358
3366 | 805 | 496.5452 | 3371.5596
3367 | 2995 | 450.3696 | 8428.8991
3368 | 700 | 718.1456 | 14834.8624
3369 | 500 | 846.3407 | 10114.6789
3370 | 800 | 594.7999 | 8428.8991
3371 | 1200 | 462.8096 | 6743.1193
3372 | 0 | 706.9707 | 6743.1193
3373 | 500 | 532.3892 | 6068.8073
3374 | 0 | 674.711 | 5394.4954
3375 | 0 | 649.4094 | 6743.1193
3376 | 1000 | 355.4884 | 8091.7431
3377 | 500 | 405.2483 | 10114.6789
3378 | 790 | 683.3558 | 10788.9908
3379 | 210 | 1689.7295 | 8766.055
3380 | 1500 | 1382.9468 | 7417.4312
3381 | 790 | 1189.389 | 6743.1193
3382 | 710 | 1286.5896 | 5057.3394
3383 | 0 | 1065.2 | 3371.5596
3384 | 0 | 766.4296 | 2022.9358
3385 | 0 | 404.8266 | 1685.7798
3386 | 0 | 310.5779 | 1348.6239
3387 | 0 | 430.55 | 1348.6239
3388 | 0 | 431.1825 | 1348.6239
3389 | 0 | 306.7827 | 2022.9358
3390 | 0 | 376.3623 | 3371.5596
3391 | 0 | 484.316 | 8428.8991
3392 | 2560 | 737.9652 | 14834.8624
3393 | 940 | 749.1401 | 10114.6789
3394 | 275 | 372.3562 | 8428.8991
3395 | 1000 | 382.0551 | 6743.1193
3396 | 810 | 561.9078 | 6743.1193
3397 | 1000 | 457.3276 | 6068.8073
3398 | 1000 | 333.3494 | 5394.4954
3399 | 500 | 623.0535 | 6743.1193
3400 | 1000 | 337.7772 | 8091.7431
3401 | 995 | 315.0057 | 10114.6789
3402 | 1000 | 428.8632 | 10788.9908
3403 | 500 | 842.3346 | 8766.055
3404 | 1995 | 815.557 | 7417.4312
3405 | 500 | 1373.8803 | 6743.1193
3406 | 925 | 1102.3092 | 5057.3394
3407 | 0 | 889.3535 | 3371.5596
3408 | 0 | 860.6783 | 2022.9358
3409 | 0 | 511.937 | 1685.7798
3410 | 0 | 361.3921 | 1348.6239
3411 | 0 | 295.1861 | 1348.6239
3412 | 0 | 298.5596 | 1348.6239
3413 | 0 | 303.1983 | 2022.9358
3414 | 1000 | 290.7583 | 3371.5596
3415 | 2635 | 416.4232 | 8428.8991
3416 | 1130 | 568.444 | 14834.8624
3417 | 1215 | 642.2406 | 10114.6789
3418 | 520 | 574.5586 | 8428.8991
3419 | 0 | 311.843 | 6743.1193
3420 | 0 | 737.7543 | 6743.1193
3421 | 0 | 502.6597 | 6068.8073
3422 | 0 | 400.188 | 5394.4954
3423 | 0 | 641.1863 | 6743.1193
3424 | 0 | 587.6311 | 8091.7431
3425 | 0 | 421.4836 | 10114.6789
3426 | 1500 | 712.4527 | 10788.9908
3427 | 500 | 1337.6146 | 8766.055
3428 | 3940 | 2005.7894 | 7417.4312
3429 | 1030 | 1324.1204 | 6743.1193
3430 | 530 | 1160.503 | 5057.3394
3431 | 0 | 1369.6634 | 3371.5596
3432 | 0 | 673.446 | 2022.9358
3433 | 0 | 428.0198 | 1685.7798
3434 | 0 | 454.3757 | 1348.6239
3435 | 0 | 467.4482 | 1348.6239
3436 | 0 | 411.5737 | 1348.6239
3437 | 0 | 354.645 | 2022.9358
3438 | 930 | 323.0179 | 3371.5596
3439 | 2500 | 458.3818 | 8428.8991
3440 | 3430 | 693.0547 | 14834.8624
3441 | 1140 | 502.0272 | 10114.6789
3442 | 1000 | 463.653 | 8428.8991
3443 | 0 | 493.1716 | 6743.1193
3444 | 3345 | 663.5361 | 6743.1193
3445 | 1655 | 630.4331 | 6068.8073
3446 | 0 | 783.2973 | 5394.4954
3447 | 920 | 1064.7784 | 6743.1193
3448 | 1080 | 558.3234 | 8091.7431
3449 | 420 | 490.8523 | 10114.6789
3450 | 1580 | 670.0724 | 10788.9908
3451 | 835 | 851.8227 | 8766.055
3452 | 1665 | 1300.2947 | 7417.4312
3453 | 2330 | 1194.8711 | 6743.1193
3454 | 670 | 993.9337 | 5057.3394
3455 | 454.5455 | 875.2267 | 3371.5596
3456 | 454.5455 | 649.8311 | 2022.9358
3457 | 454.5455 | 566.7573 | 1685.7798
3458 | 454.5455 | 414.3147 | 1348.6239
3459 | 454.5455 | 312.0539 | 1348.6239
3460 | 454.5455 | 454.7974 | 1348.6239
3461 | 454.5455 | 345.7894 | 2022.9358
3462 | 454.5455 | 340.3074 | 3371.5596
3463 | 454.5455 | 626.0053 | 8428.8991
3464 | 454.5455 | 496.1235 | 14834.8624
3465 | 454.5455 | 611.8786 | 10114.6789
3466 | 900 | 665.8555 | 8428.8991
3467 | 100 | 782.6648 | 6743.1193
3468 | 2500 | 698.7476 | 6743.1193
3469 | 0 | 791.0987 | 6068.8073
3470 | 0 | 779.5021 | 5394.4954
3471 | 395 | 550.1003 | 6743.1193
3472 | 2895 | 873.1183 | 8091.7431
3473 | 1210 | 1116.2251 | 10114.6789
3474 | 0 | 1019.2354 | 10788.9908
3475 | 1890 | 1137.0989 | 8766.055
3476 | 1500 | 1222.4921 | 7417.4312
3477 | 110 | 1429.1223 | 6743.1193
3478 | 0 | 1031.0428 | 5057.3394
3479 | 0 | 895.6789 | 3371.5596
3480 | 3070 | 793.418 | 2022.9358
3481 | 930 | 869.1122 | 1685.7798
3482 | 0 | 831.1597 | 1348.6239
3483 | 0 | 576.4562 | 1348.6239
3484 | 0 | 301.5115 | 1348.6239
3485 | 0 | 326.6023 | 2022.9358
3486 | 0 | 560.0102 | 3371.5596
3487 | 1375 | 339.0423 | 8428.8991
3488 | 3125 | 403.3507 | 14834.8624
3489 | 1250 | 766.0079 | 10114.6789
3490 | 1750 | 692.8439 | 8428.8991
3491 | 0 | 1189.8107 | 6743.1193
3492 | 370 | 1235.1429 | 6743.1193
3493 | 1630 | 1481.4124 | 6068.8073
3494 | 0 | 1678.9762 | 5394.4954
3495 | 0 | 1545.7208 | 6743.1193
3496 | 0 | 1114.96 | 8091.7431
3497 | 0 | 1390.7481 | 10114.6789
3498 | 2365 | 1983.8613 | 10788.9908
3499 | 635 | 1598.6435 | 8766.055
3500 | 500 | 1354.6933 | 7417.4312
3501 | 1250 | 1337.6146 | 6743.1193
3502 | 1250 | 1707.2298 | 5057.3394
3503 | 1250 | 1436.0803 | 3371.5596
3504 | 1250 | 924.565 | 2022.9358
3505 | 0 | 537.2387 | 1685.7798
3506 | 0 | 407.1459 | 1348.6239
3507 | 0 | 580.0406 | 1348.6239
3508 | 0 | 414.7364 | 1348.6239
3509 | 0 | 327.6565 | 2022.9358
3510 | 595 | 292.8668 | 3371.5596
3511 | 2700 | 549.8895 | 8428.8991
3512 | 1705 | 490.8523 | 14834.8624
3513 | 0 | 583.8359 | 10114.6789
3514 | 0 | 680.6148 | 8428.8991
3515 | 0 | 450.1588 | 6743.1193
3516 | 0 | 1029.356 | 6743.1193
3517 | 0 | 701.0669 | 6068.8073
3518 | 0 | 417.2666 | 5394.4954
3519 | 0 | 408.411 | 6743.1193
3520 | 0 | 374.4646 | 8091.7431
3521 | 0 | 405.2483 | 10114.6789
3522 | 0 | 578.143 | 10788.9908
3523 | 0 | 989.7168 | 8766.055
3524 | 500 | 880.7088 | 7417.4312
3525 | 0 | 1484.1534 | 6743.1193
3526 | 0 | 1149.1172 | 5057.3394
3527 | 0 | 1109.0563 | 3371.5596
3528 | 0 | 623.686 | 2022.9358
3529 | 0 | 570.9742 | 1685.7798
3530 | 0 | 414.1039 | 1348.6239
3531 | 0 | 328.0782 | 1348.6239
3532 | 0 | 381.8443 | 1348.6239
3533 | 0 | 326.1806 | 2022.9358
3534 | 0 | 319.4335 | 3371.5596
3535 | 0 | 486.8462 | 8428.8991
3536 | 4000 | 695.5849 | 14834.8624
3537 | 0 | 660.7951 | 10114.6789
3538 | 0 | 846.9732 | 8428.8991
3539 | 0 | 607.4508 | 6743.1193
3540 | 0 | 659.1083 | 6743.1193
3541 | 0 | 598.3844 | 6068.8073
3542 | 0 | 491.0631 | 5394.4954
3543 | 0 | 393.8626 | 6743.1193
3544 | 0 | 517.2082 | 8091.7431
3545 | 0 | 719.6215 | 10114.6789
3546 | 0 | 881.1304 | 10788.9908
3547 | 0 | 1787.1409 | 8766.055
3548 | 0 | 1063.0916 | 7417.4312
3549 | 0 | 1479.3039 | 6743.1193
3550 | 500 | 1414.363 | 5057.3394
3551 | 749.5455 | 1269.3001 | 3371.5596
3552 | 749.5455 | 538.5037 | 2022.9358
3553 | 749.5455 | 368.9826 | 1685.7798
3554 | 749.5455 | 541.8773 | 1348.6239
3555 | 749.5455 | 307.2044 | 1348.6239
3556 | 749.5455 | 306.1501 | 1348.6239
3557 | 749.5455 | 308.8911 | 2022.9358
3558 | 749.5455 | 421.9052 | 3371.5596
3559 | 749.5455 | 454.5866 | 8428.8991
3560 | 749.5455 | 602.6013 | 14834.8624
3561 | 749.5455 | 689.6812 | 10114.6789
3562 | 2000 | 857.0939 | 8428.8991
3563 | 1500 | 705.4947 | 6743.1193
3564 | 1000 | 876.4918 | 6743.1193
3565 | 255 | 842.3346 | 6068.8073
3566 | 0 | 522.0577 | 5394.4954
3567 | 0 | 478.834 | 6743.1193
3568 | 0 | 470.1893 | 8091.7431
3569 | 0 | 622.2101 | 10114.6789
3570 | 500 | 726.3686 | 10788.9908
3571 | 0 | 991.8252 | 8766.055
3572 | 0 | 1332.976 | 7417.4312
3573 | 0 | 1038.6333 | 6743.1193
3574 | 0 | 980.8612 | 5057.3394
3575 | 0 | 997.9398 | 3371.5596
3576 | 0 | 860.2566 | 2022.9358
3577 | 0 | 616.7281 | 1685.7798
3578 | 0 | 428.0198 | 1348.6239
3579 | 0 | 313.9515 | 1348.6239
3580 | 0 | 312.8972 | 1348.6239
3581 | 0 | 312.4755 | 2022.9358
3582 | 0 | 408.411 | 3371.5596
3583 | 3105 | 337.3555 | 8428.8991
3584 | 3605 | 411.7846 | 14834.8624
3585 | 790 | 607.4508 | 10114.6789
3586 | 0 | 651.307 | 8428.8991
3587 | 0 | 966.5236 | 6743.1193
3588 | 500 | 945.6497 | 6743.1193
3589 | 2000 | 1466.0206 | 6068.8073
3590 | 0 | 1103.7851 | 5394.4954
3591 | 0 | 1221.227 | 6743.1193
3592 | 0 | 987.1866 | 8091.7431
3593 | 0 | 1252.6432 | 10114.6789
3594 | 0 | 933.8422 | 10788.9908
3595 | 500 | 772.3333 | 8766.055
3596 | 1000 | 945.8605 | 7417.4312
3597 | 500 | 887.4559 | 6743.1193
3598 | 0 | 898.8416 | 5057.3394
3599 | 0 | 868.0579 | 3371.5596
3600 | 0 | 541.8773 | 2022.9358
3601 | 0 | 308.0478 | 1685.7798
3602 | 0 | 306.5718 | 1348.6239
3603 | 0 | 306.9935 | 1348.6239
3604 | 0 | 290.9691 | 1348.6239
3605 | 0 | 309.5237 | 2022.9358
3606 | 1040 | 515.3106 | 3371.5596
3607 | 3495 | 413.6822 | 8428.8991
3608 | 965 | 512.5695 | 14834.8624
3609 | 1000 | 690.5246 | 10114.6789
3610 | 1535 | 617.7823 | 8428.8991
3611 | 995 | 1023.2415 | 6743.1193
3612 | 970 | 725.7361 | 6743.1193
3613 | 3000 | 501.3946 | 6068.8073
3614 | 0 | 398.5012 | 5394.4954
3615 | 530 | 415.1581 | 6743.1193
3616 | 1970 | 415.7907 | 8091.7431
3617 | 1025 | 490.6414 | 10114.6789
3618 | 1475 | 703.3863 | 10788.9908
3619 | 1520 | 571.6068 | 8766.055
3620 | 1000 | 708.0249 | 7417.4312
3621 | 1980 | 1234.5104 | 6743.1193
3622 | 0 | 1083.3329 | 5057.3394
3623 | 0 | 1165.3525 | 3371.5596
3624 | 0 | 937.005 | 2022.9358
3625 | 0 | 599.6494 | 1685.7798
3626 | 0 | 382.0551 | 1348.6239
3627 | 0 | 339.0423 | 1348.6239
3628 | 0 | 331.4518 | 1348.6239
3629 | 0 | 341.3616 | 2022.9358
3630 | 0 | 329.9759 | 3371.5596
3631 | 510 | 391.1216 | 8428.8991
3632 | 1990 | 417.6883 | 14834.8624
3633 | 505 | 404.6158 | 10114.6789
3634 | 2495 | 724.6818 | 8428.8991
3635 | 0 | 860.2566 | 6743.1193
3636 | 0 | 1098.9356 | 6743.1193
3637 | 0 | 1232.8236 | 6068.8073
3638 | 500 | 908.9623 | 5394.4954
3639 | 1000 | 545.8834 | 6743.1193
3640 | 1000 | 1253.2758 | 8091.7431
3641 | 1500 | 1020.9221 | 10114.6789
3642 | 500 | 888.2992 | 10788.9908
3643 | 500 | 1385.4769 | 8766.055
3644 | 2500 | 1262.553 | 7417.4312
3645 | 0 | 802.9061 | 6743.1193
3646 | 990 | 779.9238 | 5057.3394
3647 | 510 | 809.8641 | 3371.5596
3648 | 0 | 648.7768 | 2022.9358
3649 | 0 | 477.3581 | 1685.7798
3650 | 0 | 382.266 | 1348.6239
3651 | 0 | 323.2288 | 1348.6239
3652 | 0 | 342.205 | 1348.6239
3653 | 0 | 314.584 | 2022.9358
3654 | 0 | 313.7406 | 3371.5596
3655 | 485 | 353.8016 | 8428.8991
3656 | 2515 | 407.5676 | 14834.8624
3657 | 500 | 484.7377 | 10114.6789
3658 | 980 | 514.678 | 8428.8991
3659 | 1020 | 756.7306 | 6743.1193
3660 | 0 | 1003.6327 | 6743.1193
3661 | 0 | 1559.6367 | 6068.8073
3662 | 500 | 1312.9455 | 5394.4954
3663 | 0 | 1169.3586 | 6743.1193
3664 | 0 | 1811.5991 | 8091.7431
3665 | 0 | 2039.7358 | 10114.6789
3666 | 0 | 1896.3597 | 10788.9908
3667 | 500 | 1725.3626 | 8766.055
3668 | 0 | 1313.5781 | 7417.4312
3669 | 0 | 1355.9583 | 6743.1193
3670 | 1435 | 1272.6737 | 5057.3394
3671 | 1065 | 1382.5251 | 3371.5596
3672 | 0 | 942.487 | 2022.9358
3673 | 0 | 479.0448 | 1685.7798
3674 | 0 | 380.3683 | 1348.6239
3675 | 0 | 315.2166 | 1348.6239
3676 | 0 | 310.9996 | 1348.6239
3677 | 0 | 310.5779 | 2022.9358
3678 | 960 | 349.5847 | 3371.5596
3679 | 1040 | 552.4197 | 8428.8991
3680 | 515 | 429.074 | 14834.8624
3681 | 1485 | 999.6266 | 10114.6789
3682 | 0 | 903.2694 | 8428.8991
3683 | 0 | 943.3304 | 6743.1193
3684 | 0 | 796.5807 | 6743.1193
3685 | 0 | 822.7258 | 6068.8073
3686 | 210 | 967.7886 | 5394.4954
3687 | 290 | 926.8843 | 6743.1193
3688 | 0 | 668.5965 | 8091.7431
3689 | 0 | 373.6212 | 10114.6789
3690 | 1205 | 560.4319 | 10788.9908
3691 | 1795 | 1318.0058 | 8766.055
3692 | 1200 | 1271.8303 | 7417.4312
3693 | 2000 | 1559.215 | 6743.1193
3694 | 300 | 1278.1557 | 5057.3394
3695 | 0 | 1077.4292 | 3371.5596
3696 | 0 | 921.6131 | 2022.9358
3697 | 0 | 374.0429 | 1685.7798
3698 | 0 | 335.6687 | 1348.6239
3699 | 0 | 284.0112 | 1348.6239
3700 | 0 | 276.4207 | 1348.6239
3701 | 0 | 358.6511 | 2022.9358
3702 | 690 | 326.1806 | 3371.5596
3703 | 1810 | 504.979 | 8428.8991
3704 | 0 | 917.607 | 14834.8624
3705 | 0 | 728.0554 | 10114.6789
3706 | 0 | 402.929 | 8428.8991
3707 | 0 | 375.7297 | 6743.1193
3708 | 0 | 737.7543 | 6743.1193
3709 | 0 | 753.1462 | 6068.8073
3710 | 0 | 763.2669 | 5394.4954
3711 | 0 | 992.2469 | 6743.1193
3712 | 0 | 1086.7065 | 8091.7431
3713 | 0 | 727.6337 | 10114.6789
3714 | 0 | 791.0987 | 10788.9908
3715 | 0 | 1273.0954 | 8766.055
3716 | 0 | 1236.6188 | 7417.4312
3717 | 0 | 988.03 | 6743.1193
3718 | 0 | 877.9677 | 5057.3394
3719 | 0 | 1093.0319 | 3371.5596
3720 | 0 | 976.0117 | 2022.9358
3721 | 0 | 372.567 | 1685.7798
3722 | 0 | 391.7541 | 1348.6239
3723 | 0 | 454.1649 | 1348.6239
3724 | 0 | 384.7961 | 1348.6239
3725 | 0 | 297.7162 | 2022.9358
3726 | 0 | 500.3404 | 3371.5596
3727 | 500 | 552.2088 | 8428.8991
3728 | 0 | 588.2637 | 14834.8624
3729 | 0 | 493.8041 | 10114.6789
3730 | 0 | 573.2935 | 8428.8991
3731 | 0 | 600.0711 | 6743.1193
3732 | 500 | 493.8041 | 6743.1193
3733 | 0 | 779.2912 | 6068.8073
3734 | 0 | 577.5105 | 5394.4954
3735 | 0 | 666.0663 | 6743.1193
3736 | 0 | 418.7425 | 8091.7431
3737 | 0 | 446.7852 | 10114.6789
3738 | 0 | 673.446 | 10788.9908
3739 | 0 | 942.0653 | 8766.055
3740 | 0 | 917.3962 | 7417.4312
3741 | 0 | 941.2219 | 6743.1193
3742 | 0 | 1208.1544 | 5057.3394
3743 | 0 | 1224.6005 | 3371.5596
3744 | 0 | 767.6947 | 2022.9358
3745 | 0 | 436.6645 | 1685.7798
3746 | 0 | 577.9322 | 1348.6239
3747 | 0 | 392.3866 | 1348.6239
3748 | 0 | 299.403 | 1348.6239
3749 | 0 | 302.3549 | 2022.9358
3750 | 500 | 288.8607 | 3371.5596
3751 | 500 | 415.369 | 8428.8991
3752 | 0 | 464.2855 | 14834.8624
3753 | 0 | 630.644 | 10114.6789
3754 | 0 | 584.2576 | 8428.8991
3755 | 0 | 370.4585 | 6743.1193
3756 | 500 | 471.876 | 6743.1193
3757 | 0 | 710.3442 | 6068.8073
3758 | 0 | 435.1886 | 5394.4954
3759 | 0 | 308.8911 | 6743.1193
3760 | 0 | 411.152 | 8091.7431
3761 | 0 | 351.904 | 10114.6789
3762 | 0 | 620.3125 | 10788.9908
3763 | 0 | 798.0566 | 8766.055
3764 | 0 | 768.3272 | 7417.4312
3765 | 0 | 1078.9051 | 6743.1193
3766 | 500 | 1056.7662 | 5057.3394
3767 | 0 | 899.0525 | 3371.5596
3768 | 0 | 625.1619 | 2022.9358
3769 | 0 | 700.8561 | 1685.7798
3770 | 0 | 311.4213 | 1348.6239
3771 | 0 | 319.2227 | 1348.6239
3772 | 0 | 314.1623 | 1348.6239
3773 | 0 | 292.8668 | 2022.9358
3774 | 500 | 459.436 | 3371.5596
3775 | 500 | 490.8523 | 8428.8991
3776 | 0 | 581.5166 | 14834.8624
3777 | 285 | 561.9078 | 10114.6789
3778 | 215 | 834.9549 | 8428.8991
3779 | 0 | 1070.6821 | 6743.1193
3780 | 0 | 885.9799 | 6743.1193
3781 | 0 | 760.315 | 6068.8073
3782 | 0 | 901.7935 | 5394.4954
3783 | 0 | 682.3015 | 6743.1193
3784 | 0 | 707.1815 | 8091.7431
3785 | 0 | 591.4264 | 10114.6789
3786 | 0 | 653.8372 | 10788.9908
3787 | 0 | 667.1205 | 8766.055
3788 | 0 | 1090.2909 | 7417.4312
3789 | 500 | 1257.4927 | 6743.1193
3790 | 0 | 1017.3377 | 5057.3394
3791 | 0 | 1220.1727 | 3371.5596
3792 | 0 | 908.3297 | 2022.9358
3793 | 0 | 877.7569 | 1685.7798
3794 | 0 | 599.2277 | 1348.6239
3795 | 0 | 339.2531 | 1348.6239
3796 | 0 | 346.0003 | 1348.6239
3797 | 0 | 319.2227 | 2022.9358
3798 | 0 | 305.3067 | 3371.5596
3799 | 0 | 350.428 | 8428.8991
3800 | 0 | 583.8359 | 14834.8624
3801 | 0 | 576.6671 | 10114.6789
3802 | 0 | 746.3991 | 8428.8991
3803 | 0 | 1027.6692 | 6743.1193
3804 | 0 | 976.4334 | 6743.1193
3805 | 0 | 1115.5925 | 6068.8073
3806 | 0 | 1221.0161 | 5394.4954
3807 | 0 | 984.8673 | 6743.1193
3808 | 0 | 933.8422 | 8091.7431
3809 | 0 | 826.3102 | 10114.6789
3810 | 0 | 855.1962 | 10788.9908
3811 | 0 | 1029.356 | 8766.055
3812 | 0 | 1166.4067 | 7417.4312
3813 | 0 | 1080.381 | 6743.1193
3814 | 0 | 852.8769 | 5057.3394
3815 | 0 | 1269.7218 | 3371.5596
3816 | 0 | 1151.4366 | 2022.9358
3817 | 0 | 1035.4706 | 1685.7798
3818 | 0 | 512.9912 | 1348.6239
3819 | 0 | 320.066 | 1348.6239
3820 | 0 | 331.4518 | 1348.6239
3821 | 0 | 333.3494 | 2022.9358
3822 | 0 | 549.6786 | 3371.5596
3823 | 0 | 391.5432 | 8428.8991
3824 | 0 | 625.7945 | 14834.8624
3825 | 0 | 482.6292 | 10114.6789
3826 | 0 | 667.1205 | 8428.8991
3827 | 0 | 1008.0605 | 6743.1193
3828 | 500 | 1149.9606 | 6743.1193
3829 | 0 | 1100.8332 | 6068.8073
3830 | 0 | 1113.0624 | 5394.4954
3831 | 0 | 1199.9314 | 6743.1193
3832 | 0 | 1491.1114 | 8091.7431
3833 | 0 | 929.2036 | 10114.6789
3834 | 0 | 1285.7462 | 10788.9908
3835 | 0 | 1612.7702 | 8766.055
3836 | 0 | 994.1445 | 7417.4312
3837 | 0 | 1120.2312 | 6743.1193
3838 | 0 | 1033.9947 | 5057.3394
3839 | 0 | 1153.9667 | 3371.5596
3840 | 0 | 787.3034 | 2022.9358
3841 | 0 | 384.3744 | 1685.7798
3842 | 0 | 328.2891 | 1348.6239
3843 | 0 | 328.4999 | 1348.6239
3844 | 0 | 331.8735 | 1348.6239
3845 | 0 | 313.3189 | 2022.9358
3846 | 215 | 313.3189 | 3371.5596
3847 | 2210 | 534.4976 | 8428.8991
3848 | 575 | 596.4867 | 14834.8624
3849 | 500 | 633.5958 | 10114.6789
3850 | 500 | 515.3106 | 8428.8991
3851 | 500 | 542.299 | 6743.1193
3852 | 500 | 656.789 | 6743.1193
3853 | 0 | 509.8285 | 6068.8073
3854 | 0 | 500.5513 | 5394.4954
3855 | 0 | 455.0083 | 6743.1193
3856 | 0 | 362.868 | 8091.7431
3857 | 0 | 350.0064 | 10114.6789
3858 | 0 | 373.8321 | 10788.9908
3859 | 0 | 1002.3676 | 8766.055
3860 | 0 | 1331.7109 | 7417.4312
3861 | 200 | 1786.0866 | 6743.1193
3862 | 300 | 1255.8059 | 5057.3394
3863 | 0 | 1223.968 | 3371.5596
3864 | 0 | 764.7428 | 2022.9358
3865 | 0 | 414.7364 | 1685.7798
3866 | 0 | 368.7718 | 1348.6239
3867 | 0 | 339.2531 | 1348.6239
3868 | 0 | 336.723 | 1348.6239
3869 | 0 | 336.9338 | 2022.9358
3870 | 0 | 425.4896 | 3371.5596
3871 | 190 | 682.7232 | 8428.8991
3872 | 690 | 928.5711 | 14834.8624
3873 | 620 | 738.3869 | 10114.6789
3874 | 0 | 724.6818 | 8428.8991
3875 | 0 | 444.255 | 6743.1193
3876 | 0 | 341.1508 | 6743.1193
3877 | 0 | 725.3144 | 6068.8073
3878 | 0 | 491.0631 | 5394.4954
3879 | 0 | 628.7463 | 6743.1193
3880 | 0 | 449.9479 | 8091.7431
3881 | 0 | 797.4241 | 10114.6789
3882 | 0 | 574.3478 | 10788.9908
3883 | 0 | 962.7283 | 8766.055
3884 | 0 | 1233.4561 | 7417.4312
3885 | 165 | 1344.7834 | 6743.1193
3886 | 335 | 1558.7933 | 5057.3394
3887 | 0 | 1443.0382 | 3371.5596
3888 | 0 | 652.3612 | 2022.9358
3889 | 0 | 447.8395 | 1685.7798
3890 | 0 | 449.1045 | 1348.6239
3891 | 0 | 424.6463 | 1348.6239
3892 | 0 | 309.3128 | 1348.6239
3893 | 0 | 333.5603 | 2022.9358
3894 | 0 | 523.5336 | 3371.5596
3895 | 500 | 488.3221 | 8428.8991
3896 | 0 | 1004.8977 | 14834.8624
3897 | 0 | 620.7342 | 10114.6789
3898 | 0 | 366.4524 | 8428.8991
3899 | 0 | 475.2496 | 6743.1193
3900 | 0 | 747.4533 | 6743.1193
3901 | 0 | 559.5885 | 6068.8073
3902 | 0 | 506.0333 | 5394.4954
3903 | 0 | 562.962 | 6743.1193
3904 | 0 | 447.8395 | 8091.7431
3905 | 0 | 489.798 | 10114.6789
3906 | 0 | 526.0638 | 10788.9908
3907 | 0 | 985.7107 | 8766.055
3908 | 135 | 1354.0607 | 7417.4312
3909 | 365 | 2029.1934 | 6743.1193
3910 | 0 | 1476.5629 | 5057.3394
3911 | 0 | 1448.942 | 3371.5596
3912 | 0 | 806.4905 | 2022.9358
3913 | 0 | 494.8584 | 1685.7798
3914 | 0 | 329.9759 | 1348.6239
3915 | 0 | 318.801 | 1348.6239
3916 | 0 | 506.6658 | 1348.6239
3917 | 0 | 326.3915 | 2022.9358
3918 | 0 | 519.3167 | 3371.5596
3919 | 500 | 501.1838 | 8428.8991
3920 | 0 | 522.9011 | 14834.8624
3921 | 0 | 418.11 | 10114.6789
3922 | 0 | 376.5731 | 8428.8991
3923 | 0 | 432.4476 | 6743.1193
3924 | 0 | 583.8359 | 6743.1193
3925 | 0 | 731.0072 | 6068.8073
3926 | 0 | 639.9212 | 5394.4954
3927 | 0 | 507.5092 | 6743.1193
3928 | 0 | 432.0259 | 8091.7431
3929 | 0 | 444.8876 | 10114.6789
3930 | 0 | 466.6049 | 10788.9908
3931 | 110 | 852.0335 | 8766.055
3932 | 390 | 1080.1702 | 7417.4312
3933 | 0 | 961.2524 | 6743.1193
3934 | 0 | 1179.6901 | 5057.3394
3935 | 0 | 1233.8778 | 3371.5596
3936 | 0 | 866.582 | 2022.9358
3937 | 0 | 555.5824 | 1685.7798
3938 | 0 | 305.9393 | 1348.6239
3939 | 0 | 312.8972 | 1348.6239
3940 | 0 | 314.1623 | 1348.6239
3941 | 0 | 323.8613 | 2022.9358
3942 | 0 | 313.7406 | 3371.5596
3943 | 0 | 437.7188 | 8428.8991
3944 | 0 | 761.7909 | 14834.8624
3945 | 0 | 780.1346 | 10114.6789
3946 | 0 | 310.1562 | 8428.8991
3947 | 0 | 350.8497 | 6743.1193
3948 | 0 | 806.0688 | 6743.1193
3949 | 0 | 757.9957 | 6068.8073
3950 | 0 | 544.8292 | 5394.4954
3951 | 0 | 484.316 | 6743.1193
3952 | 0 | 472.5086 | 8091.7431
3953 | 0 | 436.2429 | 10114.6789
3954 | 0 | 750.1943 | 10788.9908
3955 | 0 | 770.6465 | 8766.055
3956 | 0 | 1109.6888 | 7417.4312
3957 | 0 | 789.6228 | 6743.1193
3958 | 0 | 960.8307 | 5057.3394
3959 | 0 | 1043.9045 | 3371.5596
3960 | 0 | 599.4386 | 2022.9358
3961 | 0 | 628.1138 | 1685.7798
3962 | 0 | 568.8657 | 1348.6239
3963 | 0 | 419.1642 | 1348.6239
3964 | 0 | 327.4457 | 1348.6239
3965 | 0 | 319.2227 | 2022.9358
3966 | 0 | 323.4396 | 3371.5596
3967 | 0 | 376.7839 | 8428.8991
3968 | 0 | 642.4514 | 14834.8624
3969 | 500 | 890.4077 | 10114.6789
3970 | 0 | 766.4296 | 8428.8991
3971 | 0 | 964.8368 | 6743.1193
3972 | 0 | 1514.5154 | 6743.1193
3973 | 0 | 1581.354 | 6068.8073
3974 | 0 | 1455.6891 | 5394.4954
3975 | 0 | 1081.4353 | 6743.1193
3976 | 0 | 788.1468 | 8091.7431
3977 | 0 | 1509.8768 | 10114.6789
3978 | 0 | 1289.7523 | 10788.9908
3979 | 0 | 2372.8744 | 8766.055
3980 | 0 | 1913.86 | 7417.4312
3981 | 0 | 1136.2556 | 6743.1193
3982 | 0 | 870.7989 | 5057.3394
3983 | 0 | 948.3907 | 3371.5596
3984 | 0 | 1229.45 | 2022.9358
3985 | 0 | 558.5342 | 1685.7798
3986 | 0 | 558.1125 | 1348.6239
3987 | 0 | 542.0881 | 1348.6239
3988 | 0 | 349.5847 | 1348.6239
3989 | 0 | 319.6444 | 2022.9358
3990 | 0 | 320.4877 | 3371.5596
3991 | 0 | 366.0307 | 8428.8991
3992 | 0 | 633.1741 | 14834.8624
3993 | 0 | 895.4681 | 10114.6789
3994 | 0 | 615.0413 | 8428.8991
3995 | 0 | 954.927 | 6743.1193
3996 | 0 | 830.5271 | 6743.1193
3997 | 0 | 707.814 | 6068.8073
3998 | 0 | 679.5605 | 5394.4954
3999 | 0 | 952.186 | 6743.1193
4000 | 0 | 965.4693 | 8091.7431
4001 | 0 | 872.4857 | 10114.6789
4002 | 0 | 1016.916 | 10788.9908
4003 | 0 | 1073.0014 | 8766.055
4004 | 0 | 1298.6079 | 7417.4312
4005 | 0 | 1063.935 | 6743.1193
4006 | 0 | 1261.7096 | 5057.3394
4007 | 0 | 1137.3098 | 3371.5596
4008 | 0 | 817.8763 | 2022.9358
4009 | 0 | 587.6311 | 1685.7798
4010 | 0 | 372.567 | 1348.6239
4011 | 0 | 386.6938 | 1348.6239
4012 | 0 | 358.0185 | 1348.6239
4013 | 0 | 346.8436 | 2022.9358
4014 | 0 | 328.7108 | 3371.5596
4015 | 0 | 570.5525 | 8428.8991
4016 | 0 | 621.7884 | 14834.8624
4017 | 0 | 659.9517 | 10114.6789
4018 | 0 | 873.5399 | 8428.8991
4019 | 10 | 505.8224 | 6743.1193
4020 | 490 | 517.419 | 6743.1193
4021 | 0 | 603.023 | 6068.8073
4022 | 0 | 646.4575 | 5394.4954
4023 | 0 | 650.8853 | 6743.1193
4024 | 0 | 712.031 | 8091.7431
4025 | 0 | 758.2065 | 10114.6789
4026 | 0 | 623.8969 | 10788.9908
4027 | 0 | 1195.5036 | 8766.055
4028 | 0 | 1432.9176 | 7417.4312
4029 | 0 | 1923.3481 | 6743.1193
4030 | 0 | 1027.2476 | 5057.3394
4031 | 0 | 1377.8864 | 3371.5596
4032 | 0 | 948.3907 | 2022.9358
4033 | 0 | 550.3112 | 1685.7798
4034 | 0 | 356.3318 | 1348.6239
4035 | 0 | 335.4579 | 1348.6239
4036 | 0 | 327.6565 | 1348.6239
4037 | 0 | 351.4823 | 2022.9358
4038 | 0 | 374.6755 | 3371.5596
4039 | 0 | 525.6421 | 8428.8991
4040 | 0 | 520.7926 | 14834.8624
4041 | 0 | 501.1838 | 10114.6789
4042 | 0 | 922.0348 | 8428.8991
4043 | 0 | 612.9328 | 6743.1193
4044 | 0 | 603.2338 | 6743.1193
4045 | 0 | 636.7585 | 6068.8073
4046 | 0 | 610.4026 | 5394.4954
4047 | 0 | 677.4521 | 6743.1193
4048 | 0 | 604.4989 | 8091.7431
4049 | 0 | 756.9414 | 10114.6789
4050 | 0 | 811.7617 | 10788.9908
4051 | 0 | 944.3846 | 8766.055
4052 | 0 | 902.2152 | 7417.4312
4053 | 0 | 1180.5335 | 6743.1193
4054 | 0 | 1131.6169 | 5057.3394
4055 | 0 | 1083.5438 | 3371.5596
4056 | 0 | 947.969 | 2022.9358
4057 | 0 | 512.9912 | 1685.7798
4058 | 0 | 420.6402 | 1348.6239
4059 | 0 | 536.3953 | 1348.6239
4060 | 0 | 367.5067 | 1348.6239
4061 | 0 | 353.5908 | 2022.9358
4062 | 0 | 442.1466 | 3371.5596
4063 | 0 | 724.6818 | 8428.8991
4064 | 0 | 669.4399 | 14834.8624
4065 | 0 | 557.48 | 10114.6789
4066 | 0 | 381.4226 | 8428.8991
4067 | 0 | 452.0564 | 6743.1193
4068 | 0 | 806.0688 | 6743.1193
4069 | 0 | 636.126 | 6068.8073
4070 | 0 | 512.5695 | 5394.4954
4071 | 0 | 435.8212 | 6743.1193
4072 | 0 | 490.0089 | 8091.7431
4073 | 0 | 448.8937 | 10114.6789
4074 | 0 | 521.8468 | 10788.9908
4075 | 0 | 1027.4584 | 8766.055
4076 | 0 | 1006.5845 | 7417.4312
4077 | 0 | 1134.3579 | 6743.1193
4078 | 0 | 1134.9905 | 5057.3394
4079 | 0 | 996.4639 | 3371.5596
4080 | 0 | 677.8737 | 2022.9358
4081 | 0 | 501.1838 | 1685.7798
4082 | 0 | 336.0904 | 1348.6239
4083 | 0 | 328.9216 | 1348.6239
4084 | 0 | 329.9759 | 1348.6239
4085 | 0 | 344.1026 | 2022.9358
4086 | 0 | 330.3976 | 3371.5596
4087 | 0 | 535.5519 | 8428.8991
4088 | 0 | 534.2868 | 14834.8624
4089 | 0 | 666.488 | 10114.6789
4090 | 0 | 606.6074 | 8428.8991
4091 | 0 | 528.3831 | 6743.1193
4092 | 0 | 871.4315 | 6743.1193
4093 | 0 | 743.6581 | 6068.8073
4094 | 0 | 579.619 | 5394.4954
4095 | 0 | 833.6898 | 6743.1193
4096 | 0 | 556.4258 | 8091.7431
4097 | 0 | 507.7201 | 10114.6789
4098 | 0 | 1158.1837 | 10788.9908
4099 | 0 | 980.2286 | 8766.055
4100 | 0 | 801.0085 | 7417.4312
4101 | 0 | 1248.848 | 6743.1193
4102 | 0 | 1228.1849 | 5057.3394
4103 | 0 | 1221.227 | 3371.5596
4104 | 0 | 836.4308 | 2022.9358
4105 | 0 | 466.1832 | 1685.7798
4106 | 0 | 345.3677 | 1348.6239
4107 | 0 | 337.7772 | 1348.6239
4108 | 0 | 320.066 | 1348.6239
4109 | 0 | 410.5195 | 2022.9358
4110 | 0 | 551.1546 | 3371.5596
4111 | 0 | 421.4836 | 8428.8991
4112 | 0 | 989.7168 | 14834.8624
4113 | 0 | 944.3846 | 10114.6789
4114 | 0 | 670.4941 | 8428.8991
4115 | 0 | 419.5859 | 6743.1193
4116 | 0 | 722.5734 | 6743.1193
4117 | 0 | 821.4607 | 6068.8073
4118 | 0 | 697.0608 | 5394.4954
4119 | 0 | 860.0457 | 6743.1193
4120 | 0 | 759.2608 | 8091.7431
4121 | 0 | 514.678 | 10114.6789
4122 | 0 | 748.7184 | 10788.9908
4123 | 0 | 1074.2665 | 8766.055
4124 | 0 | 1531.5941 | 7417.4312
4125 | 0 | 1567.8598 | 6743.1193
4126 | 0 | 1256.0168 | 5057.3394
4127 | 210 | 917.607 | 3371.5596
4128 | 290 | 740.4954 | 2022.9358
4129 | 0 | 911.4924 | 1685.7798
4130 | 0 | 513.8346 | 1348.6239
4131 | 0 | 341.3616 | 1348.6239
4132 | 0 | 347.687 | 1348.6239
4133 | 0 | 360.9704 | 2022.9358
4134 | 0 | 406.0917 | 3371.5596
4135 | 0 | 400.8205 | 8428.8991
4136 | 0 | 432.2368 | 14834.8624
4137 | 0 | 1017.5486 | 10114.6789
4138 | 0 | 1042.6394 | 8428.8991
4139 | 0 | 817.2437 | 6743.1193
4140 | 0 | 659.9517 | 6743.1193
4141 | 0 | 1236.8297 | 6068.8073
4142 | 0 | 1083.7546 | 5394.4954
4143 | 0 | 855.6179 | 6743.1193
4144 | 0 | 614.4087 | 8091.7431
4145 | 0 | 677.8737 | 10114.6789
4146 | 0 | 805.858 | 10788.9908
4147 | 0 | 2018.8619 | 8766.055
4148 | 0 | 1583.0408 | 7417.4312
4149 | 0 | 1793.0446 | 6743.1193
4150 | 0 | 1991.8735 | 5057.3394
4151 | 0 | 1631.7465 | 3371.5596
4152 | 0 | 882.6064 | 2022.9358
4153 | 0 | 703.1754 | 1685.7798
4154 | 0 | 580.4623 | 1348.6239
4155 | 0 | 381.2117 | 1348.6239
4156 | 0 | 361.8138 | 1348.6239
4157 | 0 | 358.2294 | 2022.9358
4158 | 0 | 453.5323 | 3371.5596
4159 | 0 | 402.5073 | 8428.8991
4160 | 0 | 651.307 | 14834.8624
4161 | 0 | 671.97 | 10114.6789
4162 | 0 | 828.8403 | 8428.8991
4163 | 0 | 696.2175 | 6743.1193
4164 | 0 | 1089.8692 | 6743.1193
4165 | 0 | 1450.8396 | 6068.8073
4166 | 0 | 1592.1072 | 5394.4954
4167 | 0 | 1331.0784 | 6743.1193
4168 | 0 | 998.3615 | 8091.7431
4169 | 0 | 1014.8076 | 10114.6789
4170 | 0 | 1953.4993 | 10788.9908
4171 | 0 | 1955.6078 | 8766.055
4172 | 0 | 1706.3864 | 7417.4312
4173 | 0 | 1602.8604 | 6743.1193
4174 | 0 | 1248.0046 | 5057.3394
4175 | 0 | 875.8593 | 3371.5596
4176 | 0 | 613.7762 | 2022.9358
4177 | 0 | 356.5426 | 1685.7798
4178 | 0 | 352.5365 | 1348.6239
4179 | 0 | 330.8193 | 1348.6239
4180 | 0 | 323.0179 | 1348.6239
4181 | 0 | 339.0423 | 2022.9358
4182 | 0 | 322.5962 | 3371.5596
4183 | 0 | 539.3471 | 8428.8991
4184 | 3500 | 628.7463 | 14834.8624
4185 | 0 | 578.9864 | 10114.6789
4186 | 615 | 568.2332 | 8428.8991
4187 | 495 | 654.4697 | 6743.1193
4188 | 390 | 387.9588 | 6743.1193
4189 | 0 | 497.3885 | 6068.8073
4190 | 0 | 599.8603 | 5394.4954
4191 | 0 | 663.5361 | 6743.1193
4192 | 0 | 683.9883 | 8091.7431
4193 | 500 | 386.9046 | 10114.6789
4194 | 1105 | 462.3879 | 10788.9908
4195 | 495 | 1398.5495 | 8766.055
4196 | 1000 | 1178.6358 | 7417.4312
4197 | 900 | 1502.2863 | 6743.1193
4198 | 500 | 1312.5238 | 5057.3394
4199 | 0 | 1295.2343 | 3371.5596
4200 | 0 | 901.3718 | 2022.9358
4201 | 0 | 363.5006 | 1685.7798
4202 | 0 | 321.1203 | 1348.6239
4203 | 0 | 309.3128 | 1348.6239
4204 | 0 | 308.2586 | 1348.6239
4205 | 0 | 335.247 | 2022.9358
4206 | 0 | 342.205 | 3371.5596
4207 | 500 | 398.5012 | 8428.8991
4208 | 590 | 511.3045 | 14834.8624
4209 | 1910 | 431.3934 | 10114.6789
4210 | 0 | 585.7335 | 8428.8991
4211 | 0 | 794.8939 | 6743.1193
4212 | 0 | 593.5349 | 6743.1193
4213 | 0 | 748.2967 | 6068.8073
4214 | 0 | 738.8086 | 5394.4954
4215 | 0 | 411.9954 | 6743.1193
4216 | 0 | 592.2698 | 8091.7431
4217 | 0 | 495.2801 | 10114.6789
4218 | 0 | 724.0493 | 10788.9908
4219 | 0 | 1342.4641 | 8766.055
4220 | 0 | 1581.9865 | 7417.4312
4221 | 0 | 1729.7904 | 6743.1193
4222 | 0 | 1099.5681 | 5057.3394
4223 | 0 | 1318.2167 | 3371.5596
4224 | 0 | 1064.9892 | 2022.9358
4225 | 0 | 732.9049 | 1685.7798
4226 | 0 | 407.5676 | 1348.6239
4227 | 0 | 309.9454 | 1348.6239
4228 | 0 | 312.6864 | 1348.6239
4229 | 0 | 340.5182 | 2022.9358
4230 | 1000 | 408.411 | 3371.5596
4231 | 1500 | 616.5172 | 8428.8991
4232 | 0 | 677.2412 | 14834.8624
4233 | 0 | 720.6757 | 10114.6789
4234 | 0 | 340.5182 | 8428.8991
4235 | 500 | 316.4816 | 6743.1193
4236 | 0 | 487.2679 | 6743.1193
4237 | 0 | 392.3866 | 6068.8073
4238 | 0 | 459.8577 | 5394.4954
4239 | 0 | 439.1947 | 6743.1193
4240 | 0 | 364.344 | 8091.7431
4241 | 0 | 324.0721 | 10114.6789
4242 | 0 | 455.6408 | 10788.9908
4243 | 0 | 680.4039 | 8766.055
4244 | 0 | 680.4039 | 7417.4312
4245 | 0 | 1253.4866 | 6743.1193
4246 | 0 | 1395.1759 | 5057.3394
4247 | 0 | 1594.8482 | 3371.5596
4248 | 0 | 1030.4103 | 2022.9358
4249 | 0 | 332.9277 | 1685.7798
4250 | 0 | 314.584 | 1348.6239
4251 | 0 | 298.9813 | 1348.6239
4252 | 0 | 303.1983 | 1348.6239
4253 | 0 | 313.3189 | 2022.9358
4254 | 540 | 318.5901 | 3371.5596
4255 | 2960 | 372.7778 | 8428.8991
4256 | 0 | 490.0089 | 14834.8624
4257 | 0 | 459.8577 | 10114.6789
4258 | 0 | 708.0249 | 8428.8991
4259 | 0 | 701.0669 | 6743.1193
4260 | 0 | 515.5214 | 6743.1193
4261 | 0 | 784.5624 | 6068.8073
4262 | 0 | 813.6593 | 5394.4954
4263 | 0 | 402.7181 | 6743.1193
4264 | 0 | 347.687 | 8091.7431
4265 | 0 | 384.1636 | 10114.6789
4266 | 1000 | 552.8414 | 10788.9908
4267 | 500 | 1167.4609 | 8766.055
4268 | 2500 | 1104.6285 | 7417.4312
4269 | 20 | 820.1956 | 6743.1193
4270 | 480 | 1108.2129 | 5057.3394
4271 | 0 | 1101.8875 | 3371.5596
4272 | 0 | 1463.2796 | 2022.9358
4273 | 0 | 955.7704 | 1685.7798
4274 | 0 | 480.5208 | 1348.6239
4275 | 0 | 297.9271 | 1348.6239
4276 | 0 | 290.5474 | 1348.6239
4277 | 0 | 316.4816 | 2022.9358
4278 | 515 | 298.1379 | 3371.5596
4279 | 2485 | 338.4098 | 8428.8991
4280 | 0 | 543.9858 | 14834.8624
4281 | 0 | 599.0169 | 10114.6789
4282 | 0 | 438.3513 | 8428.8991
4283 | 0 | 502.4489 | 6743.1193
4284 | 0 | 767.9055 | 6743.1193
4285 | 0 | 747.4533 | 6068.8073
4286 | 0 | 721.9408 | 5394.4954
4287 | 0 | 405.4592 | 6743.1193
4288 | 0 | 374.8863 | 8091.7431
4289 | 0 | 359.9162 | 10114.6789
4290 | 0 | 719.6215 | 10788.9908
4291 | 0 | 915.7094 | 8766.055
4292 | 0 | 899.0525 | 7417.4312
4293 | 0 | 904.7453 | 6743.1193
4294 | 0 | 888.2992 | 5057.3394
4295 | 0 | 951.9751 | 3371.5596
4296 | 0 | 977.4876 | 2022.9358
4297 | 0 | 651.307 | 1685.7798
4298 | 0 | 642.2406 | 1348.6239
4299 | 0 | 481.7858 | 1348.6239
4300 | 0 | 312.4755 | 1348.6239
4301 | 0 | 319.2227 | 2022.9358
4302 | 0 | 448.2611 | 3371.5596
4303 | 480 | 326.8132 | 8428.8991
4304 | 1995 | 404.1941 | 14834.8624
4305 | 25 | 866.7928 | 10114.6789
4306 | 0 | 699.3802 | 8428.8991
4307 | 500 | 742.6038 | 6743.1193
4308 | 500 | 549.8895 | 6743.1193
4309 | 0 | 772.755 | 6068.8073
4310 | 0 | 993.3012 | 5394.4954
4311 | 0 | 788.9902 | 6743.1193
4312 | 0 | 795.5265 | 8091.7431
4313 | 0 | 1034.2055 | 10114.6789
4314 | 0 | 697.6934 | 10788.9908
4315 | 0 | 1401.7122 | 8766.055
4316 | 500 | 1264.8723 | 7417.4312
4317 | 465 | 1272.6737 | 6743.1193
4318 | 535 | 1189.8107 | 5057.3394
4319 | 500 | 1133.0928 | 3371.5596
4320 | 0 | 911.0707 | 2022.9358
4321 | 0 | 620.3125 | 1685.7798
4322 | 0 | 370.2477 | 1348.6239
4323 | 0 | 556.4258 | 1348.6239
4324 | 0 | 322.1745 | 1348.6239
4325 | 0 | 328.4999 | 2022.9358
4326 | 0 | 321.3311 | 3371.5596
4327 | 455 | 342.8375 | 8428.8991
4328 | 500 | 486.8462 | 14834.8624
4329 | 45 | 947.7582 | 10114.6789
4330 | 0 | 1114.1166 | 8428.8991
4331 | 0 | 775.9177 | 6743.1193
4332 | 0 | 1071.7363 | 6743.1193
4333 | 0 | 1579.2455 | 6068.8073
4334 | 0 | 913.3901 | 5394.4954
4335 | 0 | 797.4241 | 6743.1193
4336 | 0 | 673.8676 | 8091.7431
4337 | 0 | 807.7556 | 10114.6789
4338 | 0 | 1145.7437 | 10788.9908
4339 | 0 | 1501.4429 | 8766.055
4340 | 500 | 1774.2792 | 7417.4312
4341 | 0 | 1046.4346 | 6743.1193
4342 | 0 | 1338.6689 | 5057.3394
4343 | 0 | 1220.3836 | 3371.5596
4344 | 0 | 826.521 | 2022.9358
4345 | 0 | 609.3484 | 1685.7798
4346 | 0 | 368.1392 | 1348.6239
4347 | 0 | 337.5664 | 1348.6239
4348 | 0 | 339.2531 | 1348.6239
4349 | 0 | 353.3799 | 2022.9358
4350 | 0 | 334.8254 | 3371.5596
4351 | 500 | 462.1771 | 8428.8991
4352 | 0 | 831.5814 | 14834.8624
4353 | 0 | 699.591 | 10114.6789
4354 | 0 | 710.9768 | 8428.8991
4355 | 0 | 616.3064 | 6743.1193
4356 | 0 | 455.4299 | 6743.1193
4357 | 0 | 925.1975 | 6068.8073
4358 | 0 | 934.4748 | 5394.4954
4359 | 0 | 1066.8868 | 6743.1193
4360 | 0 | 732.2723 | 8091.7431
4361 | 0 | 810.7075 | 10114.6789
4362 | 0 | 903.9019 | 10788.9908
4363 | 0 | 1445.3575 | 8766.055
4364 | 500 | 1221.0161 | 7417.4312
4365 | 0 | 1361.4404 | 6743.1193
4366 | 0 | 1214.269 | 5057.3394
4367 | 0 | 1520.63 | 3371.5596
4368 | 0 | 817.8763 | 2022.9358
4369 | 0 | 341.3616 | 1685.7798
4370 | 0 | 350.0064 | 1348.6239
4371 | 0 | 341.1508 | 1348.6239
4372 | 0 | 334.6145 | 1348.6239
4373 | 0 | 329.9759 | 2022.9358
4374 | 0 | 355.6992 | 3371.5596
4375 | 0 | 399.7663 | 8428.8991
4376 | 0 | 592.4806 | 14834.8624
4377 | 0 | 457.9601 | 10114.6789
4378 | 0 | 665.4338 | 8428.8991
4379 | 0 | 728.6879 | 6743.1193
4380 | 0 | 578.5647 | 6743.1193
4381 | 0 | 488.9547 | 6068.8073
4382 | 0 | 475.8821 | 5394.4954
4383 | 0 | 527.9614 | 6743.1193
4384 | 0 | 923.089 | 8091.7431
4385 | 0 | 689.2595 | 10114.6789
4386 | 0 | 690.5246 | 10788.9908
4387 | 0 | 1385.4769 | 8766.055
4388 | 0 | 1563.8537 | 7417.4312
4389 | 0 | 1328.1265 | 6743.1193
4390 | 0 | 1203.305 | 5057.3394
4391 | 0 | 1100.2007 | 3371.5596
4392 | 0 | 827.997 | 2022.9358
4393 | 0 | 469.5567 | 1685.7798
4394 | 0 | 344.946 | 1348.6239
4395 | 0 | 339.464 | 1348.6239
4396 | 0 | 339.2531 | 1348.6239
4397 | 0 | 378.049 | 2022.9358
4398 | 0 | 444.4659 | 3371.5596
4399 | 0 | 450.3696 | 8428.8991
4400 | 0 | 737.1218 | 14834.8624
4401 | 0 | 860.8891 | 10114.6789
4402 | 0 | 604.7098 | 8428.8991
4403 | 0 | 513.6238 | 6743.1193
4404 | 0 | 507.9309 | 6743.1193
4405 | 0 | 946.9148 | 6068.8073
4406 | 0 | 868.2688 | 5394.4954
4407 | 0 | 706.549 | 6743.1193
4408 | 0 | 1019.6571 | 8091.7431
4409 | 0 | 786.4601 | 10114.6789
4410 | 0 | 644.349 | 10788.9908
4411 | 0 | 1869.1604 | 8766.055
4412 | 0 | 1681.0847 | 7417.4312
4413 | 0 | 1494.2741 | 6743.1193
4414 | 0 | 1141.105 | 5057.3394
4415 | 0 | 1101.4658 | 3371.5596
4416 | 0 | 826.3102 | 2022.9358
4417 | 0 | 575.1912 | 1685.7798
4418 | 0 | 412.2063 | 1348.6239
4419 | 0 | 323.4396 | 1348.6239
4420 | 0 | 331.4518 | 1348.6239
4421 | 0 | 347.687 | 2022.9358
4422 | 0 | 458.8035 | 3371.5596
4423 | 0 | 539.558 | 8428.8991
4424 | 0 | 755.4655 | 14834.8624
4425 | 0 | 973.6924 | 10114.6789
4426 | 0 | 1229.2392 | 8428.8991
4427 | 0 | 914.0226 | 6743.1193
4428 | 500 | 1284.9028 | 6743.1193
4429 | 0 | 630.8548 | 6068.8073
4430 | 0 | 1094.7187 | 5394.4954
4431 | 0 | 752.5137 | 6743.1193
4432 | 0 | 615.8847 | 8091.7431
4433 | 0 | 645.825 | 10114.6789
4434 | 0 | 940.1677 | 10788.9908
4435 | 0 | 921.6131 | 8766.055
4436 | 0 | 1025.1391 | 7417.4312
4437 | 0 | 893.5704 | 6743.1193
4438 | 0 | 1108.2129 | 5057.3394
4439 | 0 | 1029.356 | 3371.5596
4440 | 0 | 1322.2228 | 2022.9358
4441 | 0 | 616.3064 | 1685.7798
4442 | 0 | 467.6591 | 1348.6239
4443 | 0 | 339.8857 | 1348.6239
4444 | 0 | 329.5542 | 1348.6239
4445 | 0 | 347.0545 | 2022.9358
4446 | 0 | 333.5603 | 3371.5596
4447 | 0 | 429.2849 | 8428.8991
4448 | 0 | 566.3356 | 14834.8624
4449 | 0 | 551.3654 | 10114.6789
4450 | 0 | 882.8172 | 8428.8991
4451 | 0 | 1220.3836 | 6743.1193
4452 | 0 | 969.8971 | 6743.1193
4453 | 0 | 1241.0466 | 6068.8073
4454 | 0 | 557.6908 | 5394.4954
4455 | 0 | 913.3901 | 6743.1193
4456 | 0 | 451.0022 | 8091.7431
4457 | 0 | 344.946 | 10114.6789
4458 | 0 | 331.0301 | 10788.9908
4459 | 0 | 400.3988 | 8766.055
4460 | 0 | 551.3654 | 7417.4312
4461 | 0 | 514.0455 | 6743.1193
4462 | 0 | 535.9736 | 5057.3394
4463 | 0 | 733.1157 | 3371.5596
4464 | 0 | 852.2444 | 2022.9358
4465 | 0 | 731.4289 | 1685.7798
4466 | 0 | 425.068 | 1348.6239
4467 | 0 | 344.946 | 1348.6239
4468 | 0 | 344.7352 | 1348.6239
4469 | 0 | 347.687 | 2022.9358
4470 | 0 | 337.7772 | 3371.5596
4471 | 0 | 515.3106 | 8428.8991
4472 | 0 | 556.4258 | 14834.8624
4473 | 0 | 636.5477 | 10114.6789
4474 | 0 | 616.3064 | 8428.8991
4475 | 0 | 638.6562 | 6743.1193
4476 | 0 | 819.5631 | 6743.1193
4477 | 0 | 822.3041 | 6068.8073
4478 | 0 | 938.0592 | 5394.4954
4479 | 0 | 745.7665 | 6743.1193
4480 | 0 | 673.8676 | 8091.7431
4481 | 0 | 1048.754 | 10114.6789
4482 | 0 | 723.6276 | 10788.9908
4483 | 0 | 944.5955 | 8766.055
4484 | 0 | 1168.9369 | 7417.4312
4485 | 0 | 863.4193 | 6743.1193
4486 | 0 | 737.9652 | 5057.3394
4487 | 0 | 829.0512 | 3371.5596
4488 | 0 | 764.3211 | 2022.9358
4489 | 0 | 929.2036 | 1685.7798
4490 | 0 | 585.5227 | 1348.6239
4491 | 0 | 447.6286 | 1348.6239
4492 | 0 | 376.5731 | 1348.6239
4493 | 0 | 359.9162 | 2022.9358
4494 | 0 | 350.428 | 3371.5596
4495 | 0 | 464.7072 | 8428.8991
4496 | 0 | 417.6883 | 14834.8624
4497 | 0 | 685.6751 | 10114.6789
4498 | 0 | 543.1424 | 8428.8991
4499 | 0 | 501.6055 | 6743.1193
4500 | 0 | 688.2053 | 6743.1193
4501 | 0 | 1690.5728 | 6068.8073
4502 | 0 | 1307.4635 | 5394.4954
4503 | 0 | 875.6484 | 6743.1193
4504 | 0 | 1097.6705 | 8091.7431
4505 | 0 | 1010.3798 | 10114.6789
4506 | 0 | 1062.8807 | 10788.9908
4507 | 0 | 823.5692 | 8766.055
4508 | 0 | 809.4424 | 7417.4312
4509 | 0 | 1099.5681 | 6743.1193
4510 | 0 | 865.9494 | 5057.3394
4511 | 0 | 846.3407 | 3371.5596
4512 | 0 | 843.8105 | 2022.9358
4513 | 0 | 690.1029 | 1685.7798
4514 | 0 | 374.6755 | 1348.6239
4515 | 0 | 337.9881 | 1348.6239
4516 | 0 | 328.2891 | 1348.6239
4517 | 0 | 340.9399 | 2022.9358
4518 | 0 | 416.8449 | 3371.5596
4519 | 0 | 494.6475 | 8428.8991
4520 | 0 | 459.6469 | 14834.8624
4521 | 0 | 434.7669 | 10114.6789
4522 | 0 | 580.884 | 8428.8991
4523 | 0 | 740.4954 | 6743.1193
4524 | 0 | 659.3192 | 6743.1193
4525 | 0 | 878.8111 | 6068.8073
4526 | 0 | 674.711 | 5394.4954
4527 | 0 | 735.0133 | 6743.1193
4528 | 0 | 479.2557 | 8091.7431
4529 | 0 | 491.0631 | 10114.6789
4530 | 0 | 522.4794 | 10788.9908
4531 | 0 | 908.7514 | 8766.055
4532 | 0 | 812.6051 | 7417.4312
4533 | 0 | 865.1061 | 6743.1193
4534 | 0 | 826.9427 | 5057.3394
4535 | 0 | 894.6247 | 3371.5596
4536 | 0 | 609.3484 | 2022.9358
4537 | 0 | 374.4646 | 1685.7798
4538 | 0 | 348.3196 | 1348.6239
4539 | 0 | 351.2714 | 1348.6239
4540 | 0 | 330.8193 | 1348.6239
4541 | 0 | 348.1087 | 2022.9358
4542 | 0 | 328.4999 | 3371.5596
4543 | 0 | 458.171 | 8428.8991
4544 | 0 | 565.703 | 14834.8624
4545 | 0 | 506.0333 | 10114.6789
4546 | 0 | 557.6908 | 8428.8991
4547 | 0 | 644.5599 | 6743.1193
4548 | 0 | 695.1632 | 6743.1193
4549 | 0 | 659.9517 | 6068.8073
4550 | 0 | 425.7005 | 5394.4954
4551 | 0 | 440.6706 | 6743.1193
4552 | 0 | 474.1954 | 8091.7431
4553 | 0 | 715.8262 | 10114.6789
4554 | 0 | 632.5416 | 10788.9908
4555 | 0 | 1055.9228 | 8766.055
4556 | 0 | 1020.5004 | 7417.4312
4557 | 0 | 1548.4618 | 6743.1193
4558 | 0 | 1246.9503 | 5057.3394
4559 | 0 | 1091.9776 | 3371.5596
4560 | 0 | 643.2948 | 2022.9358
4561 | 0 | 585.3118 | 1685.7798
4562 | 0 | 385.4287 | 1348.6239
4563 | 0 | 327.8674 | 1348.6239
4564 | 0 | 393.0192 | 1348.6239
4565 | 0 | 366.4524 | 2022.9358
4566 | 0 | 345.5786 | 3371.5596
4567 | 0 | 473.7737 | 8428.8991
4568 | 0 | 541.6665 | 14834.8624
4569 | 0 | 394.9168 | 10114.6789
4570 | 0 | 347.687 | 8428.8991
4571 | 0 | 476.3038 | 6743.1193
4572 | 0 | 795.9482 | 6743.1193
4573 | 0 | 608.505 | 6068.8073
4574 | 0 | 524.7987 | 5394.4954
4575 | 500 | 658.0541 | 6743.1193
4576 | 0 | 805.4363 | 8091.7431
4577 | 0 | 585.101 | 10114.6789
4578 | 0 | 531.1241 | 10788.9908
4579 | 0 | 583.8359 | 8766.055
4580 | 0 | 834.5332 | 7417.4312
4581 | 0 | 1264.4507 | 6743.1193
4582 | 0 | 1450.8396 | 5057.3394
4583 | 0 | 1199.5097 | 3371.5596
4584 | 0 | 619.0474 | 2022.9358
4585 | 0 | 530.4916 | 1685.7798
4586 | 0 | 351.2714 | 1348.6239
4587 | 0 | 344.7352 | 1348.6239
4588 | 0 | 349.3738 | 1348.6239
4589 | 0 | 360.9704 | 2022.9358
4590 | 0 | 331.8735 | 3371.5596
4591 | 0 | 543.5641 | 8428.8991
4592 | 0 | 719.8323 | 14834.8624
4593 | 0 | 425.068 | 10114.6789
4594 | 0 | 491.6957 | 8428.8991
4595 | 0 | 617.3606 | 6743.1193
4596 | 0 | 875.0159 | 6743.1193
4597 | 0 | 922.6673 | 6068.8073
4598 | 0 | 827.5753 | 5394.4954
4599 | 0 | 574.7695 | 6743.1193
4600 | 0 | 503.9248 | 8091.7431
4601 | 0 | 800.5868 | 10114.6789
4602 | 0 | 1144.9003 | 10788.9908
4603 | 0 | 899.4742 | 8766.055
4604 | 0 | 1137.9423 | 7417.4312
4605 | 0 | 816.4004 | 6743.1193
4606 | 0 | 916.7636 | 5057.3394
4607 | 0 | 1023.0306 | 3371.5596
4608 | 0 | 523.9553 | 2022.9358
4609 | 0 | 460.2794 | 1685.7798
4610 | 0 | 520.3709 | 1348.6239
4611 | 0 | 516.9973 | 1348.6239
4612 | 0 | 595.4325 | 1348.6239
4613 | 0 | 487.9004 | 2022.9358
4614 | 0 | 358.8619 | 3371.5596
4615 | 0 | 439.1947 | 8428.8991
4616 | 0 | 520.5817 | 14834.8624
4617 | 0 | 635.2826 | 10114.6789
4618 | 0 | 795.3156 | 8428.8991
4619 | 0 | 758.6282 | 6743.1193
4620 | 0 | 1013.9642 | 6743.1193
4621 | 0 | 887.8776 | 6068.8073
4622 | 0 | 775.496 | 5394.4954
4623 | 0 | 534.076 | 6743.1193
4624 | 0 | 621.5775 | 8091.7431
4625 | 0 | 411.152 | 10114.6789
4626 | 0 | 531.9675 | 10788.9908
4627 | 0 | 839.3827 | 8766.055
4628 | 0 | 1264.6615 | 7417.4312
4629 | 0 | 1183.4853 | 6743.1193
4630 | 0 | 1091.1343 | 5057.3394
4631 | 0 | 1258.5469 | 3371.5596
4632 | 0 | 729.5313 | 2022.9358
4633 | 0 | 390.489 | 1685.7798
4634 | 0 | 363.0789 | 1348.6239
4635 | 0 | 352.1148 | 1348.6239
4636 | 0 | 335.0362 | 1348.6239
4637 | 0 | 368.5609 | 2022.9358
4638 | 0 | 350.6389 | 3371.5596
4639 | 0 | 617.9931 | 8428.8991
4640 | 0 | 592.6915 | 14834.8624
4641 | 0 | 885.7691 | 10114.6789
4642 | 0 | 537.2387 | 8428.8991
4643 | 0 | 670.2832 | 6743.1193
4644 | 0 | 681.0365 | 6743.1193
4645 | 0 | 744.9232 | 6068.8073
4646 | 0 | 542.299 | 5394.4954
4647 | 0 | 478.6231 | 6743.1193
4648 | 0 | 663.3253 | 8091.7431
4649 | 0 | 955.7704 | 10114.6789
4650 | 0 | 924.565 | 10788.9908
4651 | 0 | 1275.6256 | 8766.055
4652 | 0 | 1364.1814 | 7417.4312
4653 | 0 | 1446.8335 | 6743.1193
4654 | 0 | 810.4966 | 5057.3394
4655 | 0 | 810.9183 | 3371.5596
4656 | 0 | 631.4874 | 2022.9358
4657 | 0 | 425.2788 | 1685.7798
4658 | 0 | 389.0131 | 1348.6239
4659 | 0 | 342.8375 | 1348.6239
4660 | 0 | 409.2544 | 1348.6239
4661 | 0 | 378.6816 | 2022.9358
4662 | 0 | 482.6292 | 3371.5596
4663 | 0 | 453.7432 | 8428.8991
4664 | 0 | 464.9181 | 14834.8624
4665 | 0 | 421.2727 | 10114.6789
4666 | 0 | 412.4171 | 8428.8991
4667 | 0 | 446.5744 | 6743.1193
4668 | 0 | 884.504 | 6743.1193
4669 | 0 | 1149.1172 | 6068.8073
4670 | 0 | 775.7068 | 5394.4954
4671 | 0 | 1231.7693 | 6743.1193
4672 | 0 | 1232.4019 | 8091.7431
4673 | 0 | 1220.3836 | 10114.6789
4674 | 0 | 1318.0058 | 10788.9908
4675 | 500 | 1204.9917 | 8766.055
4676 | 0 | 1513.0395 | 7417.4312
4677 | 0 | 1463.4904 | 6743.1193
4678 | 0 | 1369.2417 | 5057.3394
4679 | 0 | 1276.0472 | 3371.5596
4680 | 0 | 1222.7029 | 2022.9358
4681 | 0 | 896.1006 | 1685.7798
4682 | 0 | 741.1279 | 1348.6239
4683 | 0 | 363.5006 | 1348.6239
4684 | 0 | 374.0429 | 1348.6239
4685 | 0 | 366.2416 | 2022.9358
4686 | 0 | 332.506 | 3371.5596
4687 | 0 | 545.6726 | 8428.8991
4688 | 0 | 791.9421 | 14834.8624
4689 | 0 | 600.7037 | 10114.6789
4690 | 0 | 774.4418 | 8428.8991
4691 | 0 | 697.2717 | 6743.1193
4692 | 0 | 632.5416 | 6743.1193
4693 | 0 | 804.8038 | 6068.8073
4694 | 0 | 700.0127 | 5394.4954
4695 | 0 | 525.2204 | 6743.1193
4696 | 0 | 636.3368 | 8091.7431
4697 | 0 | 745.134 | 10114.6789
4698 | 0 | 923.089 | 10788.9908
4699 | 0 | 1235.3537 | 8766.055
4700 | 0 | 1358.2777 | 7417.4312
4701 | 0 | 1530.329 | 6743.1193
4702 | 0 | 1075.1099 | 5057.3394
4703 | 0 | 1118.3335 | 3371.5596
4704 | 0 | 915.7094 | 2022.9358
4705 | 0 | 608.7159 | 1685.7798
4706 | 0 | 458.5927 | 1348.6239
4707 | 0 | 342.8375 | 1348.6239
4708 | 0 | 334.4037 | 1348.6239
4709 | 0 | 349.5847 | 2022.9358
4710 | 0 | 345.1569 | 3371.5596
4711 | 0 | 435.1886 | 8428.8991
4712 | 0 | 552.2088 | 14834.8624
4713 | 0 | 387.5372 | 10114.6789
4714 | 0 | 737.7543 | 8428.8991
4715 | 0 | 798.9 | 6743.1193
4716 | 0 | 877.1243 | 6743.1193
4717 | 0 | 1194.4494 | 6068.8073
4718 | 0 | 707.814 | 5394.4954
4719 | 0 | 666.9097 | 6743.1193
4720 | 0 | 504.3465 | 8091.7431
4721 | 0 | 540.8231 | 10114.6789
4722 | 0 | 762.6343 | 10788.9908
4723 | 0 | 1232.8236 | 8766.055
4724 | 0 | 1095.3512 | 7417.4312
4725 | 0 | 963.15 | 6743.1193
4726 | 0 | 1242.9442 | 5057.3394
4727 | 0 | 1049.3865 | 3371.5596
4728 | 0 | 940.3785 | 2022.9358
4729 | 0 | 877.1243 | 1685.7798
4730 | 0 | 440.8815 | 1348.6239
4731 | 0 | 414.7364 | 1348.6239
4732 | 0 | 409.887 | 1348.6239
4733 | 0 | 398.0795 | 2022.9358
4734 | 0 | 395.5493 | 3371.5596
4735 | 0 | 456.0625 | 8428.8991
4736 | 0 | 685.6751 | 14834.8624
4737 | 0 | 459.8577 | 10114.6789
4738 | 0 | 370.6694 | 8428.8991
4739 | 0 | 365.1873 | 6743.1193
4740 | 0 | 392.3866 | 6743.1193
4741 | 0 | 353.8016 | 6068.8073
4742 | 0 | 372.567 | 5394.4954
4743 | 0 | 414.9473 | 6743.1193
4744 | 0 | 426.1222 | 8091.7431
4745 | 0 | 416.0015 | 10114.6789
4746 | 0 | 440.4598 | 10788.9908
4747 | 0 | 704.2296 | 8766.055
4748 | 0 | 1009.3255 | 7417.4312
4749 | 0 | 887.4559 | 6743.1193
4750 | 0 | 1167.2501 | 5057.3394
4751 | 0 | 981.7046 | 3371.5596
4752 | 0 | 761.3692 | 2022.9358
4753 | 0 | 578.9864 | 1685.7798
4754 | 0 | 414.1039 | 1348.6239
4755 | 0 | 406.0917 | 1348.6239
4756 | 0 | 586.3661 | 1348.6239
4757 | 0 | 416.8449 | 2022.9358
4758 | 0 | 373.8321 | 3371.5596
4759 | 0 | 507.7201 | 8428.8991
4760 | 0 | 518.895 | 14834.8624
4761 | 0 | 421.6944 | 10114.6789
4762 | 0 | 500.3404 | 8428.8991
4763 | 0 | 413.4714 | 6743.1193
4764 | 0 | 688.627 | 6743.1193
4765 | 0 | 659.9517 | 6068.8073
4766 | 0 | 484.7377 | 5394.4954
4767 | 0 | 373.1995 | 6743.1193
4768 | 0 | 454.1649 | 8091.7431
4769 | 0 | 407.7785 | 10114.6789
4770 | 0 | 674.0785 | 10788.9908
4771 | 0 | 1077.64 | 8766.055
4772 | 0 | 1020.9221 | 7417.4312
4773 | 0 | 962.7283 | 6743.1193
4774 | 0 | 1361.4404 | 5057.3394
4775 | 500 | 1269.3001 | 3371.5596
4776 | 0 | 607.8725 | 2022.9358
4777 | 0 | 405.67 | 1685.7798
4778 | 0 | 347.4762 | 1348.6239
4779 | 0 | 343.2592 | 1348.6239
4780 | 0 | 339.6748 | 1348.6239
4781 | 0 | 352.9582 | 2022.9358
4782 | 0 | 348.3196 | 3371.5596
4783 | 0 | 419.7968 | 8428.8991
4784 | 0 | 438.5622 | 14834.8624
4785 | 0 | 791.9421 | 10114.6789
4786 | 0 | 527.3288 | 8428.8991
4787 | 0 | 569.2874 | 6743.1193
4788 | 0 | 474.617 | 6743.1193
4789 | 0 | 589.7396 | 6068.8073
4790 | 0 | 373.6212 | 5394.4954
4791 | 0 | 379.1033 | 6743.1193
4792 | 0 | 407.5676 | 8091.7431
4793 | 0 | 476.093 | 10114.6789
4794 | 0 | 537.4495 | 10788.9908
4795 | 0 | 635.9152 | 8766.055
4796 | 0 | 1170.6236 | 7417.4312
4797 | 0 | 1070.4712 | 6743.1193
4798 | 0 | 1573.7635 | 5057.3394
4799 | 0 | 717.9347 | 3371.5596
4800 | 0 | 980.4395 | 2022.9358
4801 | 0 | 672.3917 | 1685.7798
4802 | 0 | 666.6988 | 1348.6239
4803 | 0 | 471.0326 | 1348.6239
4804 | 0 | 348.9521 | 1348.6239
4805 | 0 | 349.7955 | 2022.9358
4806 | 0 | 340.9399 | 3371.5596
4807 | 0 | 572.4501 | 8428.8991
4808 | 0 | 742.393 | 14834.8624
4809 | 0 | 714.772 | 10114.6789
4810 | 0 | 737.5435 | 8428.8991
4811 | 0 | 529.2265 | 6743.1193
4812 | 0 | 687.7836 | 6743.1193
4813 | 0 | 932.788 | 6068.8073
4814 | 0 | 716.6696 | 5394.4954
4815 | 0 | 682.9341 | 6743.1193
4816 | 0 | 551.998 | 8091.7431
4817 | 0 | 664.8012 | 10114.6789
4818 | 0 | 884.2932 | 10788.9908
4819 | 0 | 887.245 | 8766.055
4820 | 0 | 1064.9892 | 7417.4312
4821 | 0 | 1406.3508 | 6743.1193
4822 | 0 | 1018.1811 | 5057.3394
4823 | 0 | 1156.9186 | 3371.5596
4824 | 0 | 879.2328 | 2022.9358
4825 | 0 | 607.8725 | 1685.7798
4826 | 0 | 614.8304 | 1348.6239
4827 | 0 | 452.2672 | 1348.6239
4828 | 0 | 384.1636 | 1348.6239
4829 | 0 | 336.723 | 2022.9358
4830 | 0 | 329.3433 | 3371.5596
4831 | 0 | 344.5243 | 8428.8991
4832 | 0 | 385.4287 | 14834.8624
4833 | 0 | 669.6507 | 10114.6789
4834 | 0 | 809.2315 | 8428.8991
4835 | 0 | 731.2181 | 6743.1193
4836 | 0 | 1024.9282 | 6743.1193
4837 | 0 | 1089.0258 | 6068.8073
4838 | 0 | 799.1109 | 5394.4954
4839 | 0 | 924.1433 | 6743.1193
4840 | 0 | 744.2906 | 8091.7431
4841 | 0 | 869.323 | 10114.6789
4842 | 0 | 681.2473 | 10788.9908
4843 | 0 | 991.8252 | 8766.055
4844 | 0 | 771.0682 | 7417.4312
4845 | 0 | 958.3005 | 6743.1193
4846 | 0 | 840.0152 | 5057.3394
4847 | 0 | 880.2871 | 3371.5596
4848 | 0 | 885.1365 | 2022.9358
4849 | 0 | 560.6427 | 1685.7798
4850 | 500 | 376.1514 | 1348.6239
4851 | 0 | 327.024 | 1348.6239
4852 | 0 | 331.0301 | 1348.6239
4853 | 0 | 330.1867 | 2022.9358
4854 | 0 | 341.3616 | 3371.5596
4855 | 0 | 398.5012 | 8428.8991
4856 | 0 | 425.4896 | 14834.8624
4857 | 0 | 345.3677 | 10114.6789
4858 | 0 | 387.1155 | 8428.8991
4859 | 0 | 475.2496 | 6743.1193
4860 | 0 | 954.2944 | 6743.1193
4861 | 0 | 504.979 | 6068.8073
4862 | 0 | 719.6215 | 5394.4954
4863 | 0 | 936.7941 | 6743.1193
4864 | 0 | 732.0615 | 8091.7431
4865 | 0 | 475.4604 | 10114.6789
4866 | 0 | 524.1661 | 10788.9908
4867 | 0 | 649.1985 | 8766.055
4868 | 0 | 970.5297 | 7417.4312
4869 | 0 | 1216.3775 | 6743.1193
4870 | 0 | 866.7928 | 5057.3394
4871 | 0 | 895.2572 | 3371.5596
4872 | 0 | 555.3715 | 2022.9358
4873 | 0 | 368.3501 | 1685.7798
4874 | 0 | 543.3532 | 1348.6239
4875 | 0 | 495.2801 | 1348.6239
4876 | 0 | 360.127 | 1348.6239
4877 | 0 | 394.2843 | 2022.9358
4878 | 0 | 348.5304 | 3371.5596
4879 | 0 | 410.9412 | 8428.8991
4880 | 0 | 453.7432 | 14834.8624
4881 | 0 | 504.1357 | 10114.6789
4882 | 0 | 499.9187 | 8428.8991
4883 | 0 | 652.7829 | 6743.1193
4884 | 0 | 571.6068 | 6743.1193
4885 | 0 | 794.6831 | 6068.8073
4886 | 0 | 683.9883 | 5394.4954
4887 | 0 | 439.6164 | 6743.1193
4888 | 0 | 463.0204 | 8091.7431
4889 | 0 | 499.7079 | 10114.6789
4890 | 0 | 726.5794 | 10788.9908
4891 | 0 | 993.9337 | 8766.055
4892 | 0 | 897.3657 | 7417.4312
4893 | 0 | 1077.2183 | 6743.1193
4894 | 0 | 1127.1891 | 5057.3394
4895 | 0 | 737.5435 | 3371.5596
4896 | 0 | 554.3173 | 2022.9358
4897 | 0 | 725.1035 | 1685.7798
4898 | 0 | 362.2355 | 1348.6239
4899 | 0 | 339.8857 | 1348.6239
4900 | 0 | 348.5304 | 1348.6239
4901 | 0 | 342.4159 | 2022.9358
4902 | 0 | 338.4098 | 3371.5596
4903 | 0 | 370.0368 | 8428.8991
4904 | 0 | 453.3215 | 14834.8624
4905 | 0 | 360.3379 | 10114.6789
4906 | 0 | 397.447 | 8428.8991
4907 | 0 | 389.8565 | 6743.1193
4908 | 0 | 495.0692 | 6743.1193
4909 | 0 | 720.8866 | 6068.8073
4910 | 0 | 537.4495 | 5394.4954
4911 | 0 | 344.946 | 6743.1193
4912 | 0 | 345.5786 | 8091.7431
4913 | 0 | 353.1691 | 10114.6789
4914 | 0 | 393.4409 | 10788.9908
4915 | 0 | 609.3484 | 8766.055
4916 | 0 | 1270.3544 | 7417.4312
4917 | 0 | 739.652 | 6743.1193
4918 | 0 | 635.4935 | 5057.3394
4919 | 0 | 815.557 | 3371.5596
4920 | 0 | 580.884 | 2022.9358
4921 | 0 | 624.5294 | 1685.7798
4922 | 0 | 574.9803 | 1348.6239
4923 | 0 | 492.9608 | 1348.6239
4924 | 0 | 625.1619 | 1348.6239
4925 | 0 | 396.1819 | 2022.9358
4926 | 0 | 350.0064 | 3371.5596
4927 | 0 | 401.6639 | 8428.8991
4928 | 0 | 624.3186 | 14834.8624
4929 | 0 | 490.6414 | 10114.6789
4930 | 0 | 409.887 | 8428.8991
4931 | 0 | 616.7281 | 6743.1193
4932 | 0 | 636.3368 | 6743.1193
4933 | 0 | 561.0644 | 6068.8073
4934 | 0 | 444.255 | 5394.4954
4935 | 0 | 410.5195 | 6743.1193
4936 | 0 | 634.2284 | 8091.7431
4937 | 0 | 502.0272 | 10114.6789
4938 | 0 | 444.4659 | 10788.9908
4939 | 0 | 448.6828 | 8766.055
4940 | 0 | 764.1102 | 7417.4312
4941 | 0 | 991.1927 | 6743.1193
4942 | 0 | 964.2042 | 5057.3394
4943 | 0 | 773.1767 | 3371.5596
4944 | 0 | 526.6963 | 2022.9358
4945 | 0 | 625.5836 | 1685.7798
4946 | 0 | 347.4762 | 1348.6239
4947 | 0 | 330.3976 | 1348.6239
4948 | 0 | 340.3074 | 1348.6239
4949 | 0 | 333.1386 | 2022.9358
4950 | 0 | 343.2592 | 3371.5596
4951 | 0 | 435.6103 | 8428.8991
4952 | 0 | 464.0747 | 14834.8624
4953 | 0 | 382.266 | 10114.6789
4954 | 0 | 409.4653 | 8428.8991
4955 | 0 | 426.9656 | 6743.1193
4956 | 0 | 423.592 | 6743.1193
4957 | 0 | 436.4537 | 6068.8073
4958 | 0 | 499.9187 | 5394.4954
4959 | 0 | 360.9704 | 6743.1193
4960 | 0 | 356.1209 | 8091.7431
4961 | 0 | 390.9107 | 10114.6789
4962 | 0 | 434.1344 | 10788.9908
4963 | 0 | 947.7582 | 8766.055
4964 | 0 | 1125.2915 | 7417.4312
4965 | 0 | 1402.3447 | 6743.1193
4966 | 0 | 1215.1124 | 5057.3394
4967 | 0 | 1024.0848 | 3371.5596
4968 | 0 | 665.8555 | 2022.9358
4969 | 0 | 362.4463 | 1685.7798
4970 | 0 | 343.2592 | 1348.6239
4971 | 0 | 352.5365 | 1348.6239
4972 | 0 | 356.9643 | 1348.6239
4973 | 500 | 354.2233 | 2022.9358
4974 | 0 | 346.2111 | 3371.5596
4975 | 0 | 349.5847 | 8428.8991
4976 | 0 | 636.9694 | 14834.8624
4977 | 0 | 509.6177 | 10114.6789
4978 | 0 | 561.0644 | 8428.8991
4979 | 0 | 694.9524 | 6743.1193
4980 | 0 | 722.7842 | 6743.1193
4981 | 0 | 549.8895 | 6068.8073
4982 | 0 | 557.9017 | 5394.4954
4983 | 0 | 980.2286 | 6743.1193
4984 | 0 | 739.4411 | 8091.7431
4985 | 0 | 751.4594 | 10114.6789
4986 | 0 | 1156.7077 | 10788.9908
4987 | 0 | 1248.4263 | 8766.055
4988 | 0 | 1119.1769 | 7417.4312
4989 | 0 | 1103.3634 | 6743.1193
4990 | 0 | 912.3358 | 5057.3394
4991 | 0 | 629.8006 | 3371.5596
4992 | 0 | 514.4672 | 2022.9358
4993 | 0 | 527.9614 | 1685.7798
4994 | 0 | 455.0083 | 1348.6239
4995 | 0 | 374.2538 | 1348.6239
4996 | 0 | 395.971 | 1348.6239
4997 | 0 | 386.9046 | 2022.9358
4998 | 0 | 363.7114 | 3371.5596
4999 | 0 | 365.609 | 8428.8991
5000 | 0 | 366.6633 | 14834.8624
5001 | 0 | 449.5262 | 10114.6789
5002 | 0 | 455.2191 | 8428.8991
5003 | 0 | 439.6164 | 6743.1193
5004 | 0 | 481.7858 | 6743.1193
5005 | 0 | 529.6482 | 6068.8073
5006 | 0 | 559.5885 | 5394.4954
5007 | 0 | 768.538 | 6743.1193
5008 | 0 | 1004.8977 | 8091.7431
5009 | 0 | 854.5637 | 10114.6789
5010 | 0 | 1520.4192 | 10788.9908
5011 | 0 | 1144.9003 | 8766.055
5012 | 0 | 1049.1757 | 7417.4312
5013 | 0 | 816.822 | 6743.1193
5014 | 0 | 763.4777 | 5057.3394
5015 | 0 | 572.4501 | 3371.5596
5016 | 0 | 551.998 | 2022.9358
5017 | 0 | 488.7438 | 1685.7798
5018 | 0 | 346.8436 | 1348.6239
5019 | 0 | 335.8796 | 1348.6239
5020 | 0 | 342.8375 | 1348.6239
5021 | 0 | 321.7528 | 2022.9358
5022 | 0 | 357.1752 | 3371.5596
5023 | 0 | 368.7718 | 8428.8991
5024 | 0 | 436.032 | 14834.8624
5025 | 0 | 324.283 | 10114.6789
5026 | 0 | 321.9637 | 8428.8991
5027 | 0 | 350.6389 | 6743.1193
5028 | 0 | 406.0917 | 6743.1193
5029 | 0 | 492.9608 | 6068.8073
5030 | 0 | 503.714 | 5394.4954
5031 | 0 | 398.2904 | 6743.1193
5032 | 0 | 424.0137 | 8091.7431
5033 | 0 | 525.2204 | 10114.6789
5034 | 0 | 766.6404 | 10788.9908
5035 | 0 | 1267.6134 | 8766.055
5036 | 0 | 1650.301 | 7417.4312
5037 | 0 | 911.0707 | 6743.1193
5038 | 0 | 854.7745 | 5057.3394
5039 | 0 | 1027.8801 | 3371.5596
5040 | 0 | 835.7983 | 2022.9358
5041 | 0 | 374.6755 | 1685.7798
5042 | 0 | 336.723 | 1348.6239
5043 | 0 | 344.3135 | 1348.6239
5044 | 0 | 334.6145 | 1348.6239
5045 | 0 | 334.8254 | 2022.9358
5046 | 0 | 357.386 | 3371.5596
5047 | 0 | 411.152 | 8428.8991
5048 | 0 | 548.2027 | 14834.8624
5049 | 0 | 347.8979 | 10114.6789
5050 | 0 | 500.1296 | 8428.8991
5051 | 0 | 360.9704 | 6743.1193
5052 | 0 | 375.7297 | 6743.1193
5053 | 0 | 388.1697 | 6068.8073
5054 | 0 | 414.9473 | 5394.4954
5055 | 0 | 397.447 | 6743.1193
5056 | 0 | 466.1832 | 8091.7431
5057 | 0 | 820.4065 | 10114.6789
5058 | 0 | 731.2181 | 10788.9908
5059 | 0 | 917.607 | 8766.055
5060 | 0 | 947.3365 | 7417.4312
5061 | 0 | 915.2877 | 6743.1193
5062 | 0 | 1256.0168 | 5057.3394
5063 | 0 | 1018.6028 | 3371.5596
5064 | 0 | 954.5053 | 2022.9358
5065 | 500 | 491.4848 | 1685.7798
5066 | 0 | 359.9162 | 1348.6239
5067 | 0 | 362.4463 | 1348.6239
5068 | 0 | 355.6992 | 1348.6239
5069 | 0 | 355.6992 | 2022.9358
5070 | 0 | 346.0003 | 3371.5596
5071 | 0 | 400.8205 | 8428.8991
5072 | 0 | 494.2258 | 14834.8624
5073 | 0 | 379.1033 | 10114.6789
5074 | 0 | 384.5853 | 8428.8991
5075 | 0 | 389.8565 | 6743.1193
5076 | 0 | 416.4232 | 6743.1193
5077 | 0 | 437.7188 | 6068.8073
5078 | 500 | 480.3099 | 5394.4954
5079 | 0 | 436.032 | 6743.1193
5080 | 0 | 403.3507 | 8091.7431
5081 | 0 | 424.8571 | 10114.6789
5082 | 0 | 478.6231 | 10788.9908
5083 | 0 | 635.4935 | 8766.055
5084 | 0 | 624.7403 | 7417.4312
5085 | 0 | 704.6513 | 6743.1193
5086 | 0 | 827.7861 | 5057.3394
5087 | 0 | 811.5509 | 3371.5596
5088 | 0 | 772.9658 | 2022.9358
5089 | 0 | 626.8487 | 1685.7798
5090 | 0 | 701.0669 | 1348.6239
5091 | 0 | 538.7146 | 1348.6239
5092 | 0 | 379.7358 | 1348.6239
5093 | 0 | 396.6036 | 2022.9358
5094 | 0 | 515.0997 | 3371.5596
5095 | 0 | 609.5593 | 8428.8991
5096 | 0 | 509.4068 | 14834.8624
5097 | 0 | 430.3391 | 10114.6789
5098 | 0 | 887.0342 | 8428.8991
5099 | 0 | 570.7634 | 6743.1193
5100 | 0 | 990.9818 | 6743.1193
5101 | 0 | 806.7014 | 6068.8073
5102 | 0 | 757.7848 | 5394.4954
5103 | 0 | 712.4527 | 6743.1193
5104 | 0 | 918.2396 | 8091.7431
5105 | 0 | 707.3924 | 10114.6789
5106 | 0 | 725.9469 | 10788.9908
5107 | 0 | 752.9353 | 8766.055
5108 | 0 | 663.3253 | 7417.4312
5109 | 0 | 765.797 | 6743.1193
5110 | 0 | 917.607 | 5057.3394
5111 | 0 | 665.8555 | 3371.5596
5112 | 0 | 903.0586 | 2022.9358
5113 | 0 | 683.9883 | 1685.7798
5114 | 0 | 359.0728 | 1348.6239
5115 | 0 | 337.1447 | 1348.6239
5116 | 0 | 334.8254 | 1348.6239
5117 | 0 | 337.9881 | 2022.9358
5118 | 0 | 346.0003 | 3371.5596
5119 | 0 | 380.79 | 8428.8991
5120 | 0 | 674.711 | 14834.8624
5121 | 0 | 556.0041 | 10114.6789
5122 | 0 | 614.4087 | 8428.8991
5123 | 0 | 792.5746 | 6743.1193
5124 | 0 | 1160.0813 | 6743.1193
5125 | 0 | 1260.6554 | 6068.8073
5126 | 0 | 1156.7077 | 5394.4954
5127 | 0 | 794.6831 | 6743.1193
5128 | 0 | 690.9463 | 8091.7431
5129 | 0 | 696.0066 | 10114.6789
5130 | 0 | 783.719 | 10788.9908
5131 | 0 | 1090.7126 | 8766.055
5132 | 0 | 1328.5482 | 7417.4312
5133 | 0 | 1264.2398 | 6743.1193
5134 | 0 | 1414.1522 | 5057.3394
5135 | 0 | 1192.5518 | 3371.5596
5136 | 0 | 704.2296 | 2022.9358
5137 | 0 | 474.1954 | 1685.7798
5138 | 0 | 395.5493 | 1348.6239
5139 | 0 | 389.6456 | 1348.6239
5140 | 0 | 409.0436 | 1348.6239
5141 | 0 | 360.5487 | 2022.9358
5142 | 0 | 368.7718 | 3371.5596
5143 | 0 | 471.4543 | 8428.8991
5144 | 0 | 505.8224 | 14834.8624
5145 | 0 | 726.7903 | 10114.6789
5146 | 0 | 513.8346 | 8428.8991
5147 | 0 | 740.9171 | 6743.1193
5148 | 0 | 835.1658 | 6743.1193
5149 | 0 | 1074.0556 | 6068.8073
5150 | 0 | 785.8275 | 5394.4954
5151 | 0 | 626.6379 | 6743.1193
5152 | 0 | 735.6459 | 8091.7431
5153 | 0 | 787.936 | 10114.6789
5154 | 0 | 1061.4048 | 10788.9908
5155 | 0 | 1644.6082 | 8766.055
5156 | 0 | 1603.2821 | 7417.4312
5157 | 0 | 1152.0691 | 6743.1193
5158 | 0 | 940.8002 | 5057.3394
5159 | 0 | 1117.4902 | 3371.5596
5160 | 0 | 1027.8801 | 2022.9358
5161 | 0 | 510.0394 | 1685.7798
5162 | 0 | 702.1212 | 1348.6239
5163 | 0 | 569.4983 | 1348.6239
5164 | 0 | 361.6029 | 1348.6239
5165 | 500 | 357.386 | 2022.9358
5166 | 0 | 350.6389 | 3371.5596
5167 | 0 | 350.8497 | 8428.8991
5168 | 0 | 391.9649 | 14834.8624
5169 | 0 | 483.4726 | 10114.6789
5170 | 0 | 719.1998 | 8428.8991
5171 | 0 | 823.9909 | 6743.1193
5172 | 0 | 753.7787 | 6743.1193
5173 | 0 | 625.1619 | 6068.8073
5174 | 0 | 928.1494 | 5394.4954
5175 | 0 | 944.3846 | 6743.1193
5176 | 0 | 668.8073 | 8091.7431
5177 | 0 | 750.4052 | 10114.6789
5178 | 0 | 892.727 | 10788.9908
5179 | 0 | 1557.1066 | 8766.055
5180 | 0 | 1014.175 | 7417.4312
5181 | 0 | 1280.0533 | 6743.1193
5182 | 0 | 1509.0334 | 5057.3394
5183 | 0 | 1239.149 | 3371.5596
5184 | 0 | 787.0926 | 2022.9358
5185 | 0 | 455.0083 | 1685.7798
5186 | 0 | 554.9498 | 1348.6239
5187 | 0 | 450.1588 | 1348.6239
5188 | 0 | 350.0064 | 1348.6239
5189 | 0 | 350.2172 | 2022.9358
5190 | 0 | 337.5664 | 3371.5596
5191 | 0 | 455.4299 | 8428.8991
5192 | 0 | 543.3532 | 14834.8624
5193 | 0 | 961.0415 | 10114.6789
5194 | 0 | 651.307 | 8428.8991
5195 | 0 | 613.1437 | 6743.1193
5196 | 0 | 453.5323 | 6743.1193
5197 | 0 | 576.4562 | 6068.8073
5198 | 0 | 595.2216 | 5394.4954
5199 | 0 | 524.1661 | 6743.1193
5200 | 0 | 490.4306 | 8091.7431
5201 | 0 | 393.4409 | 10114.6789
5202 | 0 | 632.1199 | 10788.9908
5203 | 0 | 990.3493 | 8766.055
5204 | 0 | 1091.1343 | 7417.4312
5205 | 0 | 1183.907 | 6743.1193
5206 | 0 | 1258.5469 | 5057.3394
5207 | 0 | 879.4437 | 3371.5596
5208 | 0 | 514.2563 | 2022.9358
5209 | 0 | 520.16 | 1685.7798
5210 | 0 | 706.1273 | 1348.6239
5211 | 0 | 498.4428 | 1348.6239
5212 | 0 | 358.4402 | 1348.6239
5213 | 0 | 359.9162 | 2022.9358
5214 | 0 | 362.4463 | 3371.5596
5215 | 0 | 441.0923 | 8428.8991
5216 | 0 | 552.6305 | 14834.8624
5217 | 0 | 375.9406 | 10114.6789
5218 | 0 | 482.6292 | 8428.8991
5219 | 0 | 411.7846 | 6743.1193
5220 | 0 | 426.333 | 6743.1193
5221 | 0 | 709.9225 | 6068.8073
5222 | 0 | 514.4672 | 5394.4954
5223 | 0 | 410.7303 | 6743.1193
5224 | 0 | 416.6341 | 8091.7431
5225 | 0 | 420.2185 | 10114.6789
5226 | 0 | 720.254 | 10788.9908
5227 | 0 | 1297.3428 | 8766.055
5228 | 0 | 1928.8302 | 7417.4312
5229 | 0 | 1460.5385 | 6743.1193
5230 | 0 | 1332.3435 | 5057.3394
5231 | 0 | 1213.2148 | 3371.5596
5232 | 0 | 781.8214 | 2022.9358
5233 | 0 | 481.3642 | 1685.7798
5234 | 0 | 366.2416 | 1348.6239
5235 | 0 | 348.9521 | 1348.6239
5236 | 0 | 341.1508 | 1348.6239
5237 | 0 | 337.3555 | 2022.9358
5238 | 0 | 340.7291 | 3371.5596
5239 | 0 | 421.4836 | 8428.8991
5240 | 0 | 939.5351 | 14834.8624
5241 | 0 | 700.0127 | 10114.6789
5242 | 0 | 591.2155 | 8428.8991
5243 | 0 | 513.2021 | 6743.1193
5244 | 0 | 620.945 | 6743.1193
5245 | 0 | 537.0278 | 6068.8073
5246 | 0 | 391.5432 | 5394.4954
5247 | 0 | 392.1758 | 6743.1193
5248 | 0 | 599.4386 | 8091.7431
5249 | 0 | 433.7127 | 10114.6789
5250 | 0 | 377.2056 | 10788.9908
5251 | 0 | 761.1584 | 8766.055
5252 | 0 | 1722.8325 | 7417.4312
5253 | 0 | 1269.9327 | 6743.1193
5254 | 0 | 1335.0845 | 5057.3394
5255 | 0 | 1283.2161 | 3371.5596
5256 | 0 | 690.1029 | 2022.9358
5257 | 0 | 560.4319 | 1685.7798
5258 | 0 | 430.3391 | 1348.6239
5259 | 0 | 347.0545 | 1348.6239
5260 | 0 | 341.9942 | 1348.6239
5261 | 500 | 328.4999 | 2022.9358
5262 | 0 | 350.6389 | 3371.5596
5263 | 0 | 448.6828 | 8428.8991
5264 | 0 | 471.0326 | 14834.8624
5265 | 0 | 471.2435 | 10114.6789
5266 | 0 | 641.608 | 8428.8991
5267 | 0 | 557.6908 | 6743.1193
5268 | 0 | 976.8551 | 6743.1193
5269 | 0 | 585.9444 | 6068.8073
5270 | 0 | 677.2412 | 5394.4954
5271 | 0 | 454.1649 | 6743.1193
5272 | 0 | 398.9229 | 8091.7431
5273 | 0 | 430.9717 | 10114.6789
5274 | 0 | 462.3879 | 10788.9908
5275 | 0 | 922.0348 | 8766.055
5276 | 0 | 946.0714 | 7417.4312
5277 | 0 | 1533.4917 | 6743.1193
5278 | 0 | 1423.2186 | 5057.3394
5279 | 0 | 915.9202 | 3371.5596
5280 | 0 | 665.2229 | 2022.9358
5281 | 0 | 446.9961 | 1685.7798
5282 | 0 | 470.1893 | 1348.6239
5283 | 0 | 429.4957 | 1348.6239
5284 | 0 | 335.247 | 1348.6239
5285 | 0 | 339.2531 | 2022.9358
5286 | 0 | 344.5243 | 3371.5596
5287 | 0 | 666.9097 | 8428.8991
5288 | 0 | 858.7806 | 14834.8624
5289 | 0 | 690.9463 | 10114.6789
5290 | 0 | 928.7819 | 8428.8991
5291 | 0 | 732.9049 | 6743.1193
5292 | 0 | 787.0926 | 6743.1193
5293 | 0 | 950.9209 | 6068.8073
5294 | 0 | 639.0779 | 5394.4954
5295 | 0 | 606.3965 | 6743.1193
5296 | 0 | 521.4251 | 8091.7431
5297 | 0 | 733.9591 | 10114.6789
5298 | 0 | 696.2175 | 10788.9908
5299 | 0 | 810.7075 | 8766.055
5300 | 0 | 1338.8797 | 7417.4312
5301 | 0 | 1406.14 | 6743.1193
5302 | 0 | 1194.4494 | 5057.3394
5303 | 0 | 1035.8923 | 3371.5596
5304 | 0 | 725.3144 | 2022.9358
5305 | 0 | 635.4935 | 1685.7798
5306 | 0 | 576.4562 | 1348.6239
5307 | 0 | 542.7207 | 1348.6239
5308 | 0 | 360.7596 | 1348.6239
5309 | 0 | 343.8918 | 2022.9358
5310 | 0 | 390.0673 | 3371.5596
5311 | 0 | 386.0612 | 8428.8991
5312 | 0 | 479.4665 | 14834.8624
5313 | 0 | 569.4983 | 10114.6789
5314 | 0 | 776.7611 | 8428.8991
5315 | 0 | 882.3955 | 6743.1193
5316 | 0 | 1069.417 | 6743.1193
5317 | 0 | 1459.2735 | 6068.8073
5318 | 0 | 662.6927 | 5394.4954
5319 | 0 | 473.7737 | 6743.1193
5320 | 0 | 463.653 | 8091.7431
5321 | 360 | 443.8334 | 10114.6789
5322 | 140 | 750.4052 | 10788.9908
5323 | 0 | 845.919 | 8766.055
5324 | 0 | 1084.1763 | 7417.4312
5325 | 0 | 1043.9045 | 6743.1193
5326 | 0 | 1173.3647 | 5057.3394
5327 | 0 | 946.9148 | 3371.5596
5328 | 0 | 777.8153 | 2022.9358
5329 | 0 | 591.4264 | 1685.7798
5330 | 0 | 531.3349 | 1348.6239
5331 | 0 | 452.8998 | 1348.6239
5332 | 0 | 350.8497 | 1348.6239
5333 | 0 | 343.8918 | 2022.9358
5334 | 0 | 506.2441 | 3371.5596
5335 | 0 | 433.0801 | 8428.8991
5336 | 0 | 448.472 | 14834.8624
5337 | 0 | 390.9107 | 10114.6789
5338 | 0 | 657.6324 | 8428.8991
5339 | 0 | 1363.338 | 6743.1193
5340 | 0 | 732.694 | 6743.1193
5341 | 0 | 848.66 | 6068.8073
5342 | 0 | 785.4058 | 5394.4954
5343 | 0 | 732.9049 | 6743.1193
5344 | 0 | 842.1237 | 8091.7431
5345 | 0 | 888.0884 | 10114.6789
5346 | 0 | 662.2711 | 10788.9908
5347 | 0 | 1200.564 | 8766.055
5348 | 0 | 1350.2655 | 7417.4312
5349 | 0 | 1171.2562 | 6743.1193
5350 | 0 | 1021.133 | 5057.3394
5351 | 0 | 726.7903 | 3371.5596
5352 | 0 | 673.446 | 2022.9358
5353 | 0 | 758.2065 | 1685.7798
5354 | 0 | 389.0131 | 1348.6239
5355 | 0 | 354.645 | 1348.6239
5356 | 0 | 352.1148 | 1348.6239
5357 | 0 | 367.9284 | 2022.9358
5358 | 0 | 338.4098 | 3371.5596
5359 | 0 | 431.1825 | 8428.8991
5360 | 0 | 424.2246 | 14834.8624
5361 | 0 | 429.4957 | 10114.6789
5362 | 0 | 525.0095 | 8428.8991
5363 | 0 | 852.4552 | 6743.1193
5364 | 0 | 608.2942 | 6743.1193
5365 | 0 | 618.204 | 6068.8073
5366 | 0 | 553.4739 | 5394.4954
5367 | 0 | 511.937 | 6743.1193
5368 | 0 | 554.5281 | 8091.7431
5369 | 0 | 651.7287 | 10114.6789
5370 | 0 | 711.8201 | 10788.9908
5371 | 0 | 1391.8024 | 8766.055
5372 | 0 | 717.513 | 7417.4312
5373 | 0 | 1252.4324 | 6743.1193
5374 | 0 | 1046.4346 | 5057.3394
5375 | 0 | 958.0897 | 3371.5596
5376 | 0 | 646.0358 | 2022.9358
5377 | 0 | 508.9851 | 1685.7798
5378 | 0 | 353.3799 | 1348.6239
5379 | 0 | 338.1989 | 1348.6239
5380 | 0 | 333.1386 | 1348.6239
5381 | 500 | 325.7589 | 2022.9358
5382 | 0 | 341.9942 | 3371.5596
5383 | 0 | 367.9284 | 8428.8991
5384 | 0 | 465.3398 | 14834.8624
5385 | 0 | 694.3198 | 10114.6789
5386 | 0 | 492.3282 | 8428.8991
5387 | 0 | 471.4543 | 6743.1193
5388 | 0 | 498.4428 | 6743.1193
5389 | 0 | 398.2904 | 6068.8073
5390 | 0 | 750.1943 | 5394.4954
5391 | 0 | 569.92 | 6743.1193
5392 | 0 | 476.3038 | 8091.7431
5393 | 0 | 390.9107 | 10114.6789
5394 | 0 | 446.1527 | 10788.9908
5395 | 0 | 905.3779 | 8766.055
5396 | 0 | 1093.0319 | 7417.4312
5397 | 0 | 963.9934 | 6743.1193
5398 | 0 | 993.3012 | 5057.3394
5399 | 0 | 866.582 | 3371.5596
5400 | 0 | 650.8853 | 2022.9358
5401 | 0 | 545.2509 | 1685.7798
5402 | 0 | 387.9588 | 1348.6239
5403 | 0 | 342.6267 | 1348.6239
5404 | 0 | 345.5786 | 1348.6239
5405 | 0 | 413.6822 | 2022.9358
5406 | 0 | 398.9229 | 3371.5596
5407 | 0 | 635.0718 | 8428.8991
5408 | 0 | 607.8725 | 14834.8624
5409 | 0 | 729.3205 | 10114.6789
5410 | 0 | 1193.3951 | 8428.8991
5411 | 0 | 927.5168 | 6743.1193
5412 | 0 | 602.8121 | 6743.1193
5413 | 0 | 524.1661 | 6068.8073
5414 | 0 | 503.714 | 5394.4954
5415 | 0 | 496.3343 | 6743.1193
5416 | 0 | 469.5567 | 8091.7431
5417 | 0 | 689.6812 | 10114.6789
5418 | 0 | 558.3234 | 10788.9908
5419 | 0 | 912.7575 | 8766.055
5420 | 0 | 1653.042 | 7417.4312
5421 | 0 | 1169.7803 | 6743.1193
5422 | 0 | 1350.2655 | 5057.3394
5423 | 0 | 1094.5078 | 3371.5596
5424 | 0 | 823.3583 | 2022.9358
5425 | 0 | 669.229 | 1685.7798
5426 | 0 | 613.1437 | 1348.6239
5427 | 0 | 431.1825 | 1348.6239
5428 | 0 | 342.6267 | 1348.6239
5429 | 0 | 346.4219 | 2022.9358
5430 | 0 | 341.7833 | 3371.5596
5431 | 0 | 367.7175 | 8428.8991
5432 | 0 | 449.3154 | 14834.8624
5433 | 0 | 578.5647 | 10114.6789
5434 | 0 | 636.7585 | 8428.8991
5435 | 0 | 585.101 | 6743.1193
5436 | 0 | 576.8779 | 6743.1193
5437 | 0 | 670.4941 | 6068.8073
5438 | 0 | 516.9973 | 5394.4954
5439 | 0 | 469.3459 | 6743.1193
5440 | 0 | 546.5159 | 8091.7431
5441 | 0 | 665.4338 | 10114.6789
5442 | 0 | 980.4395 | 10788.9908
5443 | 0 | 1523.1602 | 8766.055
5444 | 0 | 926.4626 | 7417.4312
5445 | 0 | 1013.7533 | 6743.1193
5446 | 0 | 1261.2879 | 5057.3394
5447 | 0 | 1643.1322 | 3371.5596
5448 | 1000 | 760.7367 | 2022.9358
5449 | 0 | 449.5262 | 1685.7798
5450 | 0 | 408.2002 | 1348.6239
5451 | 0 | 396.3927 | 1348.6239
5452 | 0 | 402.2965 | 1348.6239
5453 | 0 | 396.1819 | 2022.9358
5454 | 0 | 403.5615 | 3371.5596
5455 | 0 | 564.6488 | 8428.8991
5456 | 0 | 612.0894 | 14834.8624
5457 | 0 | 485.3703 | 10114.6789
5458 | 0 | 500.1296 | 8428.8991
5459 | 0 | 499.9187 | 6743.1193
5460 | 0 | 659.1083 | 6743.1193
5461 | 0 | 563.5946 | 6068.8073
5462 | 0 | 617.3606 | 5394.4954
5463 | 500 | 658.8975 | 6743.1193
5464 | 0 | 473.7737 | 8091.7431
5465 | 0 | 448.8937 | 10114.6789
5466 | 0 | 453.7432 | 10788.9908
5467 | 0 | 655.9456 | 8766.055
5468 | 0 | 1215.5341 | 7417.4312
5469 | 0 | 1003.0001 | 6743.1193
5470 | 0 | 1199.088 | 5057.3394
5471 | 0 | 1084.1763 | 3371.5596
5472 | 1500 | 666.2771 | 2022.9358
5473 | 0 | 551.3654 | 1685.7798
5474 | 0 | 593.1132 | 1348.6239
5475 | 0 | 488.9547 | 1348.6239
5476 | 0 | 407.7785 | 1348.6239
5477 | 0 | 352.5365 | 2022.9358
5478 | 0 | 352.7474 | 3371.5596
5479 | 0 | 462.8096 | 8428.8991
5480 | 0 | 422.5378 | 14834.8624
5481 | 0 | 784.7733 | 10114.6789
5482 | 500 | 1487.527 | 8428.8991
5483 | 0 | 1137.0989 | 6743.1193
5484 | 0 | 749.7726 | 6743.1193
5485 | 0 | 678.0846 | 6068.8073
5486 | 0 | 763.2669 | 5394.4954
5487 | 0 | 553.2631 | 6743.1193
5488 | 0 | 707.814 | 8091.7431
5489 | 0 | 903.9019 | 10114.6789
5490 | 0 | 904.9562 | 10788.9908
5491 | 0 | 1098.3031 | 8766.055
5492 | 0 | 1249.2697 | 7417.4312
5493 | 0 | 896.3114 | 6743.1193
5494 | 0 | 968.2103 | 5057.3394
5495 | 0 | 624.5294 | 3371.5596
5496 | 0 | 511.5153 | 2022.9358
5497 | 0 | 435.8212 | 1685.7798
5498 | 255 | 624.1077 | 1348.6239
5499 | 245 | 593.7457 | 1348.6239
5500 | 0 | 376.9948 | 1348.6239
5501 | 0 | 352.1148 | 2022.9358
5502 | 0 | 356.3318 | 3371.5596
5503 | 0 | 371.9345 | 8428.8991
5504 | 0 | 390.489 | 14834.8624
5505 | 0 | 433.7127 | 10114.6789
5506 | 0 | 772.5441 | 8428.8991
5507 | 0 | 1030.6211 | 6743.1193
5508 | 0 | 787.5143 | 6743.1193
5509 | 0 | 965.891 | 6068.8073
5510 | 0 | 813.8702 | 5394.4954
5511 | 0 | 836.0091 | 6743.1193
5512 | 0 | 781.3997 | 8091.7431
5513 | 0 | 599.0169 | 10114.6789
5514 | 0 | 601.5471 | 10788.9908
5515 | 0 | 781.3997 | 8766.055
5516 | 0 | 1139.4183 | 7417.4312
5517 | 0 | 1259.3903 | 6743.1193
5518 | 0 | 1282.1618 | 5057.3394
5519 | 0 | 1036.1031 | 3371.5596
5520 | 0 | 746.6099 | 2022.9358
5521 | 0 | 477.7798 | 1685.7798
5522 | 0 | 561.2752 | 1348.6239
5523 | 0 | 556.4258 | 1348.6239
5524 | 0 | 360.127 | 1348.6239
5525 | 0 | 364.7657 | 2022.9358
5526 | 0 | 410.3086 | 3371.5596
5527 | 0 | 543.3532 | 8428.8991
5528 | 0 | 640.7646 | 14834.8624
5529 | 0 | 566.5464 | 10114.6789
5530 | 0 | 749.9835 | 8428.8991
5531 | 0 | 656.1565 | 6743.1193
5532 | 0 | 421.2727 | 6743.1193
5533 | 0 | 571.8176 | 6068.8073
5534 | 0 | 579.4081 | 5394.4954
5535 | 0 | 729.1096 | 6743.1193
5536 | 0 | 613.1437 | 8091.7431
5537 | 0 | 522.6902 | 10114.6789
5538 | 0 | 618.204 | 10788.9908
5539 | 0 | 873.1183 | 8766.055
5540 | 0 | 895.8897 | 7417.4312
5541 | 0 | 1368.6092 | 6743.1193
5542 | 0 | 1299.0296 | 5057.3394
5543 | 0 | 881.1304 | 3371.5596
5544 | 0 | 452.8998 | 2022.9358
5545 | 0 | 406.9351 | 1685.7798
5546 | 0 | 356.3318 | 1348.6239
5547 | 0 | 334.8254 | 1348.6239
5548 | 0 | 349.7955 | 1348.6239
5549 | 0 | 342.205 | 2022.9358
5550 | 0 | 323.0179 | 3371.5596
5551 | 0 | 383.5311 | 8428.8991
5552 | 0 | 462.3879 | 14834.8624
5553 | 0 | 608.9267 | 10114.6789
5554 | 0 | 513.6238 | 8428.8991
5555 | 0 | 427.5981 | 6743.1193
5556 | 0 | 734.3808 | 6743.1193
5557 | 0 | 355.4884 | 6068.8073
5558 | 0 | 359.4945 | 5394.4954
5559 | 0 | 362.4463 | 6743.1193
5560 | 0 | 354.2233 | 8091.7431
5561 | 0 | 362.4463 | 10114.6789
5562 | 0 | 603.4447 | 10788.9908
5563 | 0 | 906.8538 | 8766.055
5564 | 0 | 599.4386 | 7417.4312
5565 | 0 | 629.5897 | 6743.1193
5566 | 0 | 787.3034 | 5057.3394
5567 | 0 | 677.6629 | 3371.5596
5568 | 0 | 460.912 | 2022.9358
5569 | 0 | 353.3799 | 1685.7798
5570 | 500 | 337.5664 | 1348.6239
5571 | 0 | 322.1745 | 1348.6239
5572 | 0 | 317.5359 | 1348.6239
5573 | 0 | 331.6626 | 2022.9358
5574 | 0 | 321.542 | 3371.5596
5575 | 0 | 448.8937 | 8428.8991
5576 | 0 | 440.4598 | 14834.8624
5577 | 0 | 364.9765 | 10114.6789
5578 | 0 | 344.5243 | 8428.8991
5579 | 0 | 364.7657 | 6743.1193
5580 | 0 | 350.2172 | 6743.1193
5581 | 0 | 845.7081 | 6068.8073
5582 | 500 | 705.9164 | 5394.4954
5583 | 0 | 1149.7498 | 6743.1193
5584 | 0 | 844.443 | 8091.7431
5585 | 0 | 783.2973 | 10114.6789
5586 | 0 | 849.0817 | 10788.9908
5587 | 0 | 680.1931 | 8766.055
5588 | 0 | 659.53 | 7417.4312
5589 | 0 | 921.824 | 6743.1193
5590 | 0 | 961.6741 | 5057.3394
5591 | 545 | 725.3144 | 3371.5596
5592 | 2955 | 523.9553 | 2022.9358
5593 | 0 | 348.9521 | 1685.7798
5594 | 0 | 323.8613 | 1348.6239
5595 | 0 | 324.9155 | 1348.6239
5596 | 0 | 333.5603 | 1348.6239
5597 | 0 | 414.5256 | 2022.9358
5598 | 0 | 344.3135 | 3371.5596
5599 | 0 | 471.4543 | 8428.8991
5600 | 0 | 438.1405 | 14834.8624
5601 | 0 | 393.23 | 10114.6789
5602 | 0 | 379.7358 | 8428.8991
5603 | 0 | 391.3324 | 6743.1193
5604 | 0 | 549.0461 | 6743.1193
5605 | 0 | 773.8092 | 6068.8073
5606 | 0 | 799.9543 | 5394.4954
5607 | 0 | 551.998 | 6743.1193
5608 | 0 | 656.9999 | 8091.7431
5609 | 0 | 507.9309 | 10114.6789
5610 | 0 | 734.8025 | 10788.9908
5611 | 0 | 907.908 | 8766.055
5612 | 0 | 643.7165 | 7417.4312
5613 | 0 | 776.1285 | 6743.1193
5614 | 0 | 890.6186 | 5057.3394
5615 | 0 | 604.7098 | 3371.5596
5616 | 0 | 716.6696 | 2022.9358
5617 | 2000 | 474.4062 | 1685.7798
5618 | 0 | 354.8558 | 1348.6239
5619 | 0 | 329.9759 | 1348.6239
5620 | 0 | 338.8314 | 1348.6239
5621 | 0 | 335.4579 | 2022.9358
5622 | 0 | 333.1386 | 3371.5596
5623 | 0 | 427.5981 | 8428.8991
5624 | 0 | 467.4482 | 14834.8624
5625 | 0 | 518.4733 | 10114.6789
5626 | 0 | 644.7707 | 8428.8991
5627 | 0 | 352.3257 | 6743.1193
5628 | 500 | 781.1889 | 6743.1193
5629 | 0 | 827.3644 | 6068.8073
5630 | 0 | 769.1706 | 5394.4954
5631 | 0 | 627.0596 | 6743.1193
5632 | 0 | 686.3076 | 8091.7431
5633 | 0 | 609.5593 | 10114.6789
5634 | 0 | 460.7011 | 10788.9908
5635 | 0 | 558.3234 | 8766.055
5636 | 0 | 613.3545 | 7417.4312
5637 | 0 | 853.5095 | 6743.1193
5638 | 0 | 859.2023 | 5057.3394
5639 | 0 | 741.1279 | 3371.5596
5640 | 500 | 728.0554 | 2022.9358
5641 | 0 | 599.2277 | 1685.7798
5642 | 0 | 502.6597 | 1348.6239
5643 | 0 | 362.6572 | 1348.6239
5644 | 0 | 336.723 | 1348.6239
5645 | 0 | 335.0362 | 2022.9358
5646 | 0 | 343.2592 | 3371.5596
5647 | 0 | 542.5098 | 8428.8991
5648 | 0 | 637.8128 | 14834.8624
5649 | 0 | 469.135 | 10114.6789
5650 | 0 | 602.3904 | 8428.8991
5651 | 0 | 661.006 | 6743.1193
5652 | 0 | 864.4735 | 6743.1193
5653 | 0 | 767.0621 | 6068.8073
5654 | 0 | 924.9867 | 5394.4954
5655 | 0 | 675.5544 | 6743.1193
5656 | 0 | 709.29 | 8091.7431
5657 | 0 | 818.9305 | 10114.6789
5658 | 0 | 1289.5415 | 10788.9908
5659 | 0 | 1182.0094 | 8766.055
5660 | 0 | 1125.2915 | 7417.4312
5661 | 0 | 906.0104 | 6743.1193
5662 | 0 | 945.4388 | 5057.3394
5663 | 0 | 718.5673 | 3371.5596
5664 | 0 | 585.7335 | 2022.9358
5665 | 0 | 492.1174 | 1685.7798
5666 | 0 | 480.5208 | 1348.6239
5667 | 0 | 436.032 | 1348.6239
5668 | 0 | 324.9155 | 1348.6239
5669 | 0 | 316.6925 | 2022.9358
5670 | 0 | 309.3128 | 3371.5596
5671 | 0 | 333.982 | 8428.8991
5672 | 0 | 358.2294 | 14834.8624
5673 | 0 | 326.3915 | 10114.6789
5674 | 0 | 491.0631 | 8428.8991
5675 | 0 | 458.5927 | 6743.1193
5676 | 0 | 503.714 | 6743.1193
5677 | 0 | 711.1876 | 6068.8073
5678 | 0 | 956.192 | 5394.4954
5679 | 0 | 640.1321 | 6743.1193
5680 | 0 | 784.9841 | 8091.7431
5681 | 0 | 666.9097 | 10114.6789
5682 | 0 | 933.4206 | 10788.9908
5683 | 0 | 1661.0542 | 8766.055
5684 | 0 | 1853.3469 | 7417.4312
5685 | 0 | 1221.6487 | 6743.1193
5686 | 0 | 732.9049 | 5057.3394
5687 | 0 | 787.936 | 3371.5596
5688 | 0 | 602.3904 | 2022.9358
5689 | 0 | 416.4232 | 1685.7798
5690 | 0 | 359.7053 | 1348.6239
5691 | 500 | 333.3494 | 1348.6239
5692 | 0 | 325.9698 | 1348.6239
5693 | 0 | 320.6986 | 2022.9358
5694 | 0 | 326.3915 | 3371.5596
5695 | 0 | 565.4922 | 8428.8991
5696 | 0 | 445.731 | 14834.8624
5697 | 0 | 355.2775 | 10114.6789
5698 | 0 | 430.9717 | 8428.8991
5699 | 500 | 411.5737 | 6743.1193
5700 | 0 | 343.4701 | 6743.1193
5701 | 0 | 347.2653 | 6068.8073
5702 | 0 | 513.4129 | 5394.4954
5703 | 0 | 737.9652 | 6743.1193
5704 | 0 | 587.2094 | 8091.7431
5705 | 0 | 651.5178 | 10114.6789
5706 | 0 | 848.8708 | 10788.9908
5707 | 0 | 1270.9869 | 8766.055
5708 | 0 | 1203.9375 | 7417.4312
5709 | 0 | 1339.7231 | 6743.1193
5710 | 0 | 1079.116 | 5057.3394
5711 | 500 | 1000.6808 | 3371.5596
5712 | 1725 | 899.4742 | 2022.9358
5713 | 775 | 339.464 | 1685.7798
5714 | 0 | 319.2227 | 1348.6239
5715 | 0 | 317.325 | 1348.6239
5716 | 0 | 306.7827 | 1348.6239
5717 | 0 | 317.9576 | 2022.9358
5718 | 0 | 324.9155 | 3371.5596
5719 | 0 | 465.1289 | 8428.8991
5720 | 0 | 514.4672 | 14834.8624
5721 | 0 | 900.7392 | 10114.6789
5722 | 0 | 581.9383 | 8428.8991
5723 | 0 | 834.5332 | 6743.1193
5724 | 500 | 594.3783 | 6743.1193
5725 | 0 | 501.1838 | 6068.8073
5726 | 0 | 474.1954 | 5394.4954
5727 | 0 | 438.3513 | 6743.1193
5728 | 0 | 381.4226 | 8091.7431
5729 | 0 | 591.0047 | 10114.6789
5730 | 0 | 621.5775 | 10788.9908
5731 | 0 | 1135.2013 | 8766.055
5732 | 0 | 935.7399 | 7417.4312
5733 | 0 | 1515.5697 | 6743.1193
5734 | 0 | 1193.1843 | 5057.3394
5735 | 0 | 779.5021 | 3371.5596
5736 | 0 | 679.5605 | 2022.9358
5737 | 500 | 422.5378 | 1685.7798
5738 | 0 | 328.2891 | 1348.6239
5739 | 0 | 309.7345 | 1348.6239
5740 | 85 | 320.4877 | 1348.6239
5741 | 415 | 312.2647 | 2022.9358
5742 | 0 | 312.8972 | 3371.5596
5743 | 0 | 503.9248 | 8428.8991
5744 | 0 | 655.3131 | 14834.8624
5745 | 0 | 538.5037 | 10114.6789
5746 | 0 | 368.9826 | 8428.8991
5747 | 0 | 356.1209 | 6743.1193
5748 | 0 | 426.5439 | 6743.1193
5749 | 0 | 660.3734 | 6068.8073
5750 | 500 | 452.8998 | 5394.4954
5751 | 0 | 535.9736 | 6743.1193
5752 | 0 | 414.1039 | 8091.7431
5753 | 0 | 331.8735 | 10114.6789
5754 | 0 | 397.8687 | 10788.9908
5755 | 0 | 821.8824 | 8766.055
5756 | 0 | 1140.2617 | 7417.4312
5757 | 0 | 1554.9981 | 6743.1193
5758 | 0 | 1270.1435 | 5057.3394
5759 | 0 | 1431.0199 | 3371.5596
5760 | 0 | 774.0201 | 2022.9358
5761 | 565 | 402.5073 | 1685.7798
5762 | 1935 | 347.2653 | 1348.6239
5763 | 0 | 326.1806 | 1348.6239
5764 | 0 | 315.0057 | 1348.6239
5765 | 0 | 316.9033 | 2022.9358
5766 | 0 | 351.6931 | 3371.5596
5767 | 0 | 550.9437 | 8428.8991
5768 | 0 | 412.8388 | 14834.8624
5769 | 0 | 546.5159 | 10114.6789
5770 | 0 | 601.9688 | 8428.8991
5771 | 0 | 339.8857 | 6743.1193
5772 | 0 | 330.1867 | 6743.1193
5773 | 50 | 412.4171 | 6068.8073
5774 | 450 | 464.0747 | 5394.4954
5775 | 0 | 538.0821 | 6743.1193
5776 | 0 | 550.7329 | 8091.7431
5777 | 0 | 320.9094 | 10114.6789
5778 | 0 | 366.8741 | 10788.9908
5779 | 0 | 517.419 | 8766.055
5780 | 0 | 767.6947 | 7417.4312
5781 | 0 | 784.1407 | 6743.1193
5782 | 0 | 828.8403 | 5057.3394
5783 | 40 | 899.2633 | 3371.5596
5784 | 2460 | 617.1498 | 2022.9358
5785 | 0 | 347.687 | 1685.7798
5786 | 0 | 335.247 | 1348.6239
5787 | 0 | 340.5182 | 1348.6239
5788 | 0 | 343.2592 | 1348.6239
5789 | 0 | 330.3976 | 2022.9358
5790 | 0 | 338.4098 | 3371.5596
5791 | 0 | 432.4476 | 8428.8991
5792 | 0 | 421.6944 | 14834.8624
5793 | 0 | 441.3032 | 10114.6789
5794 | 0 | 379.9467 | 8428.8991
5795 | 0 | 390.9107 | 6743.1193
5796 | 0 | 366.0307 | 6743.1193
5797 | 0 | 508.7743 | 6068.8073
5798 | 0 | 365.8199 | 5394.4954
5799 | 0 | 485.5811 | 6743.1193
5800 | 0 | 571.3959 | 8091.7431
5801 | 25 | 531.7566 | 10114.6789
5802 | 475 | 465.5506 | 10788.9908
5803 | 0 | 514.2563 | 8766.055
5804 | 0 | 671.97 | 7417.4312
5805 | 0 | 1169.1477 | 6743.1193
5806 | 0 | 1055.5011 | 5057.3394
5807 | 520 | 978.7527 | 3371.5596
5808 | 2980 | 876.9135 | 2022.9358
5809 | 0 | 761.7909 | 1685.7798
5810 | 0 | 442.1466 | 1348.6239
5811 | 0 | 319.4335 | 1348.6239
5812 | 0 | 319.0118 | 1348.6239
5813 | 0 | 323.2288 | 2022.9358
5814 | 0 | 319.4335 | 3371.5596
5815 | 0 | 393.0192 | 8428.8991
5816 | 0 | 409.0436 | 14834.8624
5817 | 0 | 441.514 | 10114.6789
5818 | 0 | 423.592 | 8428.8991
5819 | 0 | 469.9784 | 6743.1193
5820 | 0 | 413.2605 | 6743.1193
5821 | 0 | 813.4485 | 6068.8073
5822 | 0 | 613.5653 | 5394.4954
5823 | 0 | 520.16 | 6743.1193
5824 | 0 | 459.0144 | 8091.7431
5825 | 0 | 463.0204 | 10114.6789
5826 | 0 | 600.282 | 10788.9908
5827 | 0 | 939.9568 | 8766.055
5828 | 0 | 1163.0331 | 7417.4312
5829 | 0 | 869.1122 | 6743.1193
5830 | 0 | 783.2973 | 5057.3394
5831 | 0 | 714.3503 | 3371.5596
5832 | 0 | 502.238 | 2022.9358
5833 | 0 | 442.99 | 1685.7798
5834 | 0 | 502.238 | 1348.6239
5835 | 500 | 468.5025 | 1348.6239
5836 | 0 | 348.5304 | 1348.6239
5837 | 0 | 341.3616 | 2022.9358
5838 | 0 | 335.6687 | 3371.5596
5839 | 0 | 374.2538 | 8428.8991
5840 | 0 | 344.946 | 14834.8624
5841 | 0 | 432.8693 | 10114.6789
5842 | 0 | 851.1901 | 8428.8991
5843 | 0 | 936.5833 | 6743.1193
5844 | 0 | 1007.2171 | 6743.1193
5845 | 0 | 1596.9567 | 6068.8073
5846 | 0 | 866.7928 | 5394.4954
5847 | 0 | 1019.8679 | 6743.1193
5848 | 0 | 1065.4109 | 8091.7431
5849 | 0 | 998.7832 | 10114.6789
5850 | 0 | 1042.6394 | 10788.9908
5851 | 0 | 1709.7599 | 8766.055
5852 | 0 | 1614.457 | 7417.4312
5853 | 0 | 1253.6974 | 6743.1193
5854 | 0 | 1220.3836 | 5057.3394
5855 | 0 | 1076.5858 | 3371.5596
5856 | 0 | 777.3936 | 2022.9358
5857 | 0 | 514.2563 | 1685.7798
5858 | 0 | 351.4823 | 1348.6239
5859 | 0 | 321.7528 | 1348.6239
5860 | 0 | 327.6565 | 1348.6239
5861 | 0 | 314.3732 | 2022.9358
5862 | 0 | 309.3128 | 3371.5596
5863 | 0 | 466.1832 | 8428.8991
5864 | 0 | 605.764 | 14834.8624
5865 | 0 | 644.1382 | 10114.6789
5866 | 0 | 687.5727 | 8428.8991
5867 | 0 | 812.6051 | 6743.1193
5868 | 0 | 374.2538 | 6743.1193
5869 | 0 | 486.4245 | 6068.8073
5870 | 0 | 775.9177 | 5394.4954
5871 | 0 | 633.8067 | 6743.1193
5872 | 0 | 419.3751 | 8091.7431
5873 | 0 | 429.9174 | 10114.6789
5874 | 0 | 740.9171 | 10788.9908
5875 | 0 | 1037.7899 | 8766.055
5876 | 0 | 802.2736 | 7417.4312
5877 | 0 | 869.323 | 6743.1193
5878 | 0 | 1039.055 | 5057.3394
5879 | 430 | 1052.9709 | 3371.5596
5880 | 2000 | 698.5368 | 2022.9358
5881 | 1070 | 355.4884 | 1685.7798
5882 | 0 | 330.6084 | 1348.6239
5883 | 0 | 317.325 | 1348.6239
5884 | 0 | 304.6742 | 1348.6239
5885 | 0 | 315.6383 | 2022.9358
5886 | 0 | 314.7949 | 3371.5596
5887 | 0 | 424.8571 | 8428.8991
5888 | 0 | 485.7919 | 14834.8624
5889 | 0 | 395.5493 | 10114.6789
5890 | 0 | 426.7547 | 8428.8991
5891 | 0 | 351.0606 | 6743.1193
5892 | 0 | 422.5378 | 6743.1193
5893 | 0 | 434.3452 | 6068.8073
5894 | 0 | 695.5849 | 5394.4954
5895 | 0 | 724.2601 | 6743.1193
5896 | 0 | 376.1514 | 8091.7431
5897 | 0 | 496.756 | 10114.6789
5898 | 0 | 817.8763 | 10788.9908
5899 | 0 | 785.6167 | 8766.055
5900 | 0 | 1002.5784 | 7417.4312
5901 | 0 | 1382.7359 | 6743.1193
5902 | 0 | 1202.2507 | 5057.3394
5903 | 790 | 792.7855 | 3371.5596
5904 | 3105 | 567.179 | 2022.9358
5905 | 605 | 356.9643 | 1685.7798
5906 | 0 | 334.8254 | 1348.6239
5907 | 0 | 332.2952 | 1348.6239
5908 | 0 | 329.5542 | 1348.6239
5909 | 0 | 324.0721 | 2022.9358
5910 | 0 | 316.9033 | 3371.5596
5911 | 0 | 457.7493 | 8428.8991
5912 | 0 | 423.3812 | 14834.8624
5913 | 0 | 459.6469 | 10114.6789
5914 | 0 | 414.3147 | 8428.8991
5915 | 0 | 377.8382 | 6743.1193
5916 | 0 | 604.4989 | 6743.1193
5917 | 0 | 535.341 | 6068.8073
5918 | 0 | 553.2631 | 5394.4954
5919 | 0 | 377.6273 | 6743.1193
5920 | 0 | 350.2172 | 8091.7431
5921 | 0 | 475.0387 | 10114.6789
5922 | 0 | 481.9967 | 10788.9908
5923 | 0 | 753.9896 | 8766.055
5924 | 0 | 762.8452 | 7417.4312
5925 | 0 | 1036.1031 | 6743.1193
5926 | 0 | 962.3066 | 5057.3394
5927 | 0 | 644.7707 | 3371.5596
5928 | 1370 | 677.6629 | 2022.9358
5929 | 130 | 448.0503 | 1685.7798
5930 | 0 | 366.8741 | 1348.6239
5931 | 0 | 357.8077 | 1348.6239
5932 | 0 | 340.3074 | 1348.6239
5933 | 0 | 337.7772 | 2022.9358
5934 | 0 | 329.9759 | 3371.5596
5935 | 0 | 443.6225 | 8428.8991
5936 | 0 | 457.5384 | 14834.8624
5937 | 0 | 502.6597 | 10114.6789
5938 | 0 | 486.4245 | 8428.8991
5939 | 0 | 556.6366 | 6743.1193
5940 | 0 | 636.9694 | 6743.1193
5941 | 0 | 984.6564 | 6068.8073
5942 | 40 | 613.987 | 5394.4954
5943 | 460 | 766.0079 | 6743.1193
5944 | 0 | 459.8577 | 8091.7431
5945 | 0 | 468.2916 | 10114.6789
5946 | 0 | 493.3824 | 10788.9908
5947 | 0 | 1483.31 | 8766.055
5948 | 0 | 1170.8345 | 7417.4312
5949 | 0 | 1629.0055 | 6743.1193
5950 | 0 | 1003.211 | 5057.3394
5951 | 0 | 774.4418 | 3371.5596
5952 | 0 | 722.995 | 2022.9358
5953 | 0 | 390.0673 | 1685.7798
5954 | 0 | 370.2477 | 1348.6239
5955 | 0 | 360.5487 | 1348.6239
5956 | 0 | 428.0198 | 1348.6239
5957 | 0 | 380.79 | 2022.9358
5958 | 0 | 600.7037 | 3371.5596
5959 | 0 | 1005.3194 | 8428.8991
5960 | 0 | 629.8006 | 14834.8624
5961 | 0 | 631.2765 | 10114.6789
5962 | 0 | 637.1802 | 8428.8991
5963 | 0 | 456.4842 | 6743.1193
5964 | 0 | 562.1186 | 6743.1193
5965 | 0 | 572.2393 | 6068.8073
5966 | 0 | 611.246 | 5394.4954
5967 | 0 | 385.4287 | 6743.1193
5968 | 0 | 432.4476 | 8091.7431
5969 | 0 | 389.4348 | 10114.6789
5970 | 0 | 406.7242 | 10788.9908
5971 | 0 | 1687.1993 | 8766.055
5972 | 0 | 1695.6332 | 7417.4312
5973 | 0 | 1178.0033 | 6743.1193
5974 | 0 | 1737.8026 | 5057.3394
5975 | 0 | 1593.1614 | 3371.5596
5976 | 0 | 1245.6853 | 2022.9358
5977 | 0 | 926.6734 | 1685.7798
5978 | 0 | 612.722 | 1348.6239
5979 | 0 | 368.3501 | 1348.6239
5980 | 0 | 346.0003 | 1348.6239
5981 | 500 | 341.5725 | 2022.9358
5982 | 0 | 411.5737 | 3371.5596
5983 | 0 | 689.6812 | 8428.8991
5984 | 0 | 868.2688 | 14834.8624
5985 | 0 | 439.6164 | 10114.6789
5986 | 0 | 967.3669 | 8428.8991
5987 | 0 | 1431.4416 | 6743.1193
5988 | 0 | 1057.6095 | 6743.1193
5989 | 0 | 1125.5023 | 6068.8073
5990 | 0 | 803.5387 | 5394.4954
5991 | 0 | 812.6051 | 6743.1193
5992 | 0 | 573.0827 | 8091.7431
5993 | 0 | 969.6863 | 10114.6789
5994 | 0 | 814.7136 | 10788.9908
5995 | 0 | 915.7094 | 8766.055
5996 | 0 | 1174.8406 | 7417.4312
5997 | 0 | 1293.5476 | 6743.1193
5998 | 0 | 1389.483 | 5057.3394
5999 | 0 | 853.9312 | 3371.5596
6000 | 0 | 785.8275 | 2022.9358
6001 | 0 | 629.5897 | 1685.7798
6002 | 0 | 445.3093 | 1348.6239
6003 | 0 | 521.2143 | 1348.6239
6004 | 0 | 363.5006 | 1348.6239
6005 | 0 | 347.2653 | 2022.9358
6006 | 0 | 335.6687 | 3371.5596
6007 | 0 | 378.6816 | 8428.8991
6008 | 0 | 437.5079 | 14834.8624
6009 | 0 | 579.619 | 10114.6789
6010 | 0 | 782.454 | 8428.8991
6011 | 0 | 810.9183 | 6743.1193
6012 | 0 | 1134.3579 | 6743.1193
6013 | 0 | 1357.2234 | 6068.8073
6014 | 0 | 1318.8492 | 5394.4954
6015 | 0 | 1628.1621 | 6743.1193
6016 | 0 | 1267.1917 | 8091.7431
6017 | 0 | 1233.4561 | 10114.6789
6018 | 0 | 1301.1381 | 10788.9908
6019 | 0 | 1359.5427 | 8766.055
6020 | 0 | 1347.3136 | 7417.4312
6021 | 0 | 1607.7099 | 6743.1193
6022 | 0 | 1248.4263 | 5057.3394
6023 | 0 | 726.1578 | 3371.5596
6024 | 0 | 681.2473 | 2022.9358
6025 | 0 | 445.3093 | 1685.7798
6026 | 0 | 390.9107 | 1348.6239
6027 | 0 | 366.2416 | 1348.6239
6028 | 0 | 336.3013 | 1348.6239
6029 | 0 | 338.4098 | 2022.9358
6030 | 0 | 338.1989 | 3371.5596
6031 | 0 | 747.0316 | 8428.8991
6032 | 0 | 589.1071 | 14834.8624
6033 | 0 | 572.8718 | 10114.6789
6034 | 0 | 496.9668 | 8428.8991
6035 | 0 | 411.152 | 6743.1193
6036 | 0 | 347.8979 | 6743.1193
6037 | 0 | 597.541 | 6068.8073
6038 | 0 | 480.5208 | 5394.4954
6039 | 0 | 484.1052 | 6743.1193
6040 | 0 | 716.6696 | 8091.7431
6041 | 0 | 736.4893 | 10114.6789
6042 | 0 | 1130.3518 | 10788.9908
6043 | 0 | 1268.2459 | 8766.055
6044 | 0 | 917.3962 | 7417.4312
6045 | 0 | 947.969 | 6743.1193
6046 | 0 | 1012.9099 | 5057.3394
6047 | 0 | 962.7283 | 3371.5596
6048 | 870 | 1105.261 | 2022.9358
6049 | 1130 | 567.6007 | 1685.7798
6050 | 0 | 390.6999 | 1348.6239
6051 | 0 | 357.1752 | 1348.6239
6052 | 0 | 345.7894 | 1348.6239
6053 | 0 | 337.7772 | 2022.9358
6054 | 0 | 329.3433 | 3371.5596
6055 | 0 | 462.8096 | 8428.8991
6056 | 0 | 586.5769 | 14834.8624
6057 | 0 | 491.274 | 10114.6789
6058 | 0 | 773.1767 | 8428.8991
6059 | 0 | 562.1186 | 6743.1193
6060 | 500 | 928.1494 | 6743.1193
6061 | 0 | 533.8651 | 6068.8073
6062 | 500 | 655.5239 | 5394.4954
6063 | 500 | 690.3137 | 6743.1193
6064 | 0 | 521.4251 | 8091.7431
6065 | 0 | 689.892 | 10114.6789
6066 | 0 | 899.2633 | 10788.9908
6067 | 0 | 1475.5087 | 8766.055
6068 | 0 | 1873.5882 | 7417.4312
6069 | 0 | 1731.4772 | 6743.1193
6070 | 0 | 967.1561 | 5057.3394
6071 | 0 | 833.2681 | 3371.5596
6072 | 500 | 639.2887 | 2022.9358
6073 | 2335 | 422.5378 | 1685.7798
6074 | 165 | 385.8504 | 1348.6239
6075 | 0 | 325.9698 | 1348.6239
6076 | 0 | 329.765 | 1348.6239
6077 | 0 | 326.8132 | 2022.9358
6078 | 0 | 327.4457 | 3371.5596
6079 | 0 | 569.4983 | 8428.8991
6080 | 0 | 659.9517 | 14834.8624
6081 | 0 | 871.2206 | 10114.6789
6082 | 315 | 709.0791 | 8428.8991
6083 | 1185 | 701.9103 | 6743.1193
6084 | 1295 | 667.9639 | 6743.1193
6085 | 1205 | 799.9543 | 6068.8073
6086 | 1000 | 414.9473 | 5394.4954
6087 | 0 | 397.6578 | 6743.1193
6088 | 0 | 788.3577 | 8091.7431
6089 | 0 | 596.6976 | 10114.6789
6090 | 0 | 754.2004 | 10788.9908
6091 | 0 | 923.7216 | 8766.055
6092 | 0 | 1607.0774 | 7417.4312
6093 | 0 | 1075.7424 | 6743.1193
6094 | 0 | 812.1834 | 5057.3394
6095 | 1285 | 1041.796 | 3371.5596
6096 | 3500 | 1085.8631 | 2022.9358
6097 | 715 | 834.1115 | 1685.7798
6098 | 0 | 355.6992 | 1348.6239
6099 | 0 | 338.1989 | 1348.6239
6100 | 0 | 325.7589 | 1348.6239
6101 | 0 | 330.6084 | 2022.9358
6102 | 0 | 328.9216 | 3371.5596
6103 | 0 | 437.7188 | 8428.8991
6104 | 0 | 584.6793 | 14834.8624
6105 | 0 | 677.6629 | 10114.6789
6106 | 0 | 432.4476 | 8428.8991
6107 | 0 | 377.4165 | 6743.1193
6108 | 0 | 430.3391 | 6743.1193
6109 | 770 | 458.3818 | 6068.8073
6110 | 1000 | 580.2515 | 5394.4954
6111 | 230 | 528.3831 | 6743.1193
6112 | 0 | 561.6969 | 8091.7431
6113 | 0 | 407.9893 | 10114.6789
6114 | 0 | 693.0547 | 10788.9908
6115 | 0 | 1316.1082 | 8766.055
6116 | 0 | 1550.1486 | 7417.4312
6117 | 0 | 1330.8675 | 6743.1193
6118 | 0 | 941.8544 | 5057.3394
6119 | 760 | 1009.5364 | 3371.5596
6120 | 2240 | 701.4886 | 2022.9358
6121 | 500 | 512.1478 | 1685.7798
6122 | 1500 | 398.0795 | 1348.6239
6123 | 0 | 328.4999 | 1348.6239
6124 | 0 | 326.1806 | 1348.6239
6125 | 0 | 328.9216 | 2022.9358
6126 | 0 | 325.1264 | 3371.5596
6127 | 0 | 480.7316 | 8428.8991
6128 | 0 | 628.1138 | 14834.8624
6129 | 0 | 629.3789 | 10114.6789
6130 | 0 | 771.9116 | 8428.8991
6131 | 0 | 498.4428 | 6743.1193
6132 | 500 | 658.8975 | 6743.1193
6133 | 1735 | 394.9168 | 6068.8073
6134 | 1000 | 595.0108 | 5394.4954
6135 | 265 | 523.9553 | 6743.1193
6136 | 0 | 609.5593 | 8091.7431
6137 | 0 | 461.3337 | 10114.6789
6138 | 0 | 685.8859 | 10788.9908
6139 | 0 | 943.7521 | 8766.055
6140 | 500 | 1051.0733 | 7417.4312
6141 | 0 | 961.2524 | 6743.1193
6142 | 0 | 1274.993 | 5057.3394
6143 | 230 | 842.3346 | 3371.5596
6144 | 2225 | 861.3108 | 2022.9358
6145 | 545 | 828.6295 | 1685.7798
6146 | 500 | 634.4392 | 1348.6239
6147 | 0 | 467.2374 | 1348.6239
6148 | 0 | 352.5365 | 1348.6239
6149 | 0 | 320.4877 | 2022.9358
6150 | 0 | 338.4098 | 3371.5596
6151 | 0 | 411.9954 | 8428.8991
6152 | 0 | 709.9225 | 14834.8624
6153 | 0 | 880.0762 | 10114.6789
6154 | 0 | 1029.356 | 8428.8991
6155 | 0 | 839.8044 | 6743.1193
6156 | 0 | 590.7939 | 6743.1193
6157 | 215 | 469.135 | 6068.8073
6158 | 1000 | 866.582 | 5394.4954
6159 | 785 | 874.805 | 6743.1193
6160 | 0 | 631.6982 | 8091.7431
6161 | 0 | 862.7867 | 10114.6789
6162 | 0 | 1083.9654 | 10788.9908
6163 | 0 | 1545.0883 | 8766.055
6164 | 0 | 1817.7137 | 7417.4312
6165 | 0 | 1620.1499 | 6743.1193
6166 | 0 | 1084.3871 | 5057.3394
6167 | 0 | 733.9591 | 3371.5596
6168 | 0 | 966.5236 | 2022.9358
6169 | 1000 | 817.8763 | 1685.7798
6170 | 0 | 537.4495 | 1348.6239
6171 | 0 | 428.4415 | 1348.6239
6172 | 0 | 366.0307 | 1348.6239
6173 | 500 | 334.4037 | 2022.9358
6174 | 0 | 331.4518 | 3371.5596
6175 | 0 | 612.3003 | 8428.8991
6176 | 0 | 474.1954 | 14834.8624
6177 | 0 | 809.8641 | 10114.6789
6178 | 0 | 636.9694 | 8428.8991
6179 | 0 | 744.0798 | 6743.1193
6180 | 0 | 1096.1946 | 6743.1193
6181 | 0 | 1017.5486 | 6068.8073
6182 | 400 | 973.9032 | 5394.4954
6183 | 100 | 959.3548 | 6743.1193
6184 | 0 | 1463.0687 | 8091.7431
6185 | 0 | 1519.3649 | 10114.6789
6186 | 0 | 1725.3626 | 10788.9908
6187 | 0 | 2057.6578 | 8766.055
6188 | 0 | 1192.1301 | 7417.4312
6189 | 0 | 1261.2879 | 6743.1193
6190 | 0 | 1186.2263 | 5057.3394
6191 | 0 | 1008.693 | 3371.5596
6192 | 0 | 904.3236 | 2022.9358
6193 | 890 | 450.1588 | 1685.7798
6194 | 110 | 403.3507 | 1348.6239
6195 | 0 | 385.6395 | 1348.6239
6196 | 0 | 390.2782 | 1348.6239
6197 | 385 | 340.9399 | 2022.9358
6198 | 115 | 358.0185 | 3371.5596
6199 | 0 | 576.0345 | 8428.8991
6200 | 0 | 538.0821 | 14834.8624
6201 | 0 | 587.4203 | 10114.6789
6202 | 0 | 840.6478 | 8428.8991
6203 | 0 | 1166.6176 | 6743.1193
6204 | 375 | 1000.47 | 6743.1193
6205 | 125 | 1039.055 | 6068.8073
6206 | 0 | 595.2216 | 5394.4954
6207 | 0 | 567.3898 | 6743.1193
6208 | 0 | 640.1321 | 8091.7431
6209 | 0 | 760.1042 | 10114.6789
6210 | 0 | 1243.5768 | 10788.9908
6211 | 0 | 1691.8379 | 8766.055
6212 | 0 | 1349.2112 | 7417.4312
6213 | 0 | 1299.6621 | 6743.1193
6214 | 0 | 1272.4628 | 5057.3394
6215 | 0 | 1291.6499 | 3371.5596
6216 | 1000 | 981.9154 | 2022.9358
6217 | 1000 | 369.1934 | 1685.7798
6218 | 0 | 346.6328 | 1348.6239
6219 | 0 | 326.8132 | 1348.6239
6220 | 0 | 325.1264 | 1348.6239
6221 | 0 | 313.1081 | 2022.9358
6222 | 0 | 305.5176 | 3371.5596
6223 | 0 | 425.068 | 8428.8991
6224 | 0 | 592.6915 | 14834.8624
6225 | 0 | 531.7566 | 10114.6789
6226 | 0 | 1061.8265 | 8428.8991
6227 | 0 | 677.8737 | 6743.1193
6228 | 0 | 651.9395 | 6743.1193
6229 | 0 | 526.0638 | 6068.8073
6230 | 0 | 684.6209 | 5394.4954
6231 | 0 | 789.4119 | 6743.1193
6232 | 0 | 476.7255 | 8091.7431
6233 | 0 | 452.0564 | 10114.6789
6234 | 0 | 468.2916 | 10788.9908
6235 | 0 | 971.7947 | 8766.055
6236 | 0 | 1236.8297 | 7417.4312
6237 | 0 | 1351.3197 | 6743.1193
6238 | 0 | 1228.8175 | 5057.3394
6239 | 0 | 1396.441 | 3371.5596
6240 | 0 | 1277.1015 | 2022.9358
6241 | 0 | 597.3301 | 1685.7798
6242 | 0 | 664.3795 | 1348.6239
6243 | 0 | 330.6084 | 1348.6239
6244 | 0 | 329.1325 | 1348.6239
6245 | 0 | 344.7352 | 2022.9358
6246 | 0 | 339.2531 | 3371.5596
6247 | 0 | 576.6671 | 8428.8991
6248 | 0 | 737.3327 | 14834.8624
6249 | 0 | 886.8233 | 10114.6789
6250 | 0 | 949.6558 | 8428.8991
6251 | 0 | 768.9597 | 6743.1193
6252 | 0 | 679.1388 | 6743.1193
6253 | 0 | 798.4783 | 6068.8073
6254 | 0 | 634.0175 | 5394.4954
6255 | 0 | 630.2223 | 6743.1193
6256 | 0 | 871.6423 | 8091.7431
6257 | 0 | 675.5544 | 10114.6789
6258 | 0 | 627.4813 | 10788.9908
6259 | 0 | 926.2517 | 8766.055
6260 | 0 | 1658.9458 | 7417.4312
6261 | 0 | 1490.0572 | 6743.1193
6262 | 0 | 1058.2421 | 5057.3394
6263 | 0 | 838.3285 | 3371.5596
6264 | 0 | 503.2923 | 2022.9358
6265 | 0 | 369.1934 | 1685.7798
6266 | 0 | 362.868 | 1348.6239
6267 | 0 | 347.8979 | 1348.6239
6268 | 0 | 459.6469 | 1348.6239
6269 | 0 | 434.7669 | 2022.9358
6270 | 0 | 324.4938 | 3371.5596
6271 | 0 | 453.5323 | 8428.8991
6272 | 0 | 773.5984 | 14834.8624
6273 | 0 | 702.332 | 10114.6789
6274 | 0 | 403.1398 | 8428.8991
6275 | 0 | 655.7348 | 6743.1193
6276 | 0 | 781.6106 | 6743.1193
6277 | 0 | 469.7676 | 6068.8073
6278 | 0 | 815.7678 | 5394.4954
6279 | 0 | 488.3221 | 6743.1193
6280 | 0 | 679.5605 | 8091.7431
6281 | 0 | 625.3728 | 10114.6789
6282 | 0 | 1379.7841 | 10788.9908
6283 | 0 | 1273.3062 | 8766.055
6284 | 0 | 2107.8394 | 7417.4312
6285 | 0 | 1678.7654 | 6743.1193
6286 | 0 | 2017.386 | 5057.3394
6287 | 0 | 1442.1948 | 3371.5596
6288 | 0 | 918.0287 | 2022.9358
6289 | 0 | 513.4129 | 1685.7798
6290 | 0 | 371.3019 | 1348.6239
6291 | 0 | 325.1264 | 1348.6239
6292 | 0 | 309.102 | 1348.6239
6293 | 0 | 305.5176 | 2022.9358
6294 | 0 | 305.3067 | 3371.5596
6295 | 0 | 471.876 | 8428.8991
6296 | 0 | 1013.9642 | 14834.8624
6297 | 0 | 676.6087 | 10114.6789
6298 | 0 | 931.7338 | 8428.8991
6299 | 0 | 590.3722 | 6743.1193
6300 | 0 | 603.2338 | 6743.1193
6301 | 0 | 638.6562 | 6068.8073
6302 | 0 | 629.8006 | 5394.4954
6303 | 0 | 896.7331 | 6743.1193
6304 | 0 | 444.4659 | 8091.7431
6305 | 0 | 631.0657 | 10114.6789
6306 | 0 | 438.773 | 10788.9908
6307 | 0 | 823.5692 | 8766.055
6308 | 0 | 1689.0969 | 7417.4312
6309 | 0 | 1900.155 | 6743.1193
6310 | 0 | 1223.1246 | 5057.3394
6311 | 0 | 1268.6676 | 3371.5596
6312 | 0 | 1063.0916 | 2022.9358
6313 | 0 | 665.8555 | 1685.7798
6314 | 0 | 391.1216 | 1348.6239
6315 | 0 | 354.4341 | 1348.6239
6316 | 0 | 360.127 | 1348.6239
6317 | 0 | 359.0728 | 2022.9358
6318 | 0 | 344.7352 | 3371.5596
6319 | 0 | 411.3629 | 8428.8991
6320 | 0 | 445.5201 | 14834.8624
6321 | 0 | 659.53 | 10114.6789
6322 | 0 | 1077.4292 | 8428.8991
6323 | 0 | 743.4472 | 6743.1193
6324 | 0 | 519.3167 | 6743.1193
6325 | 0 | 780.978 | 6068.8073
6326 | 0 | 490.2197 | 5394.4954
6327 | 0 | 537.8712 | 6743.1193
6328 | 0 | 562.3295 | 8091.7431
6329 | 0 | 966.9453 | 10114.6789
6330 | 0 | 739.652 | 10788.9908
6331 | 0 | 976.4334 | 8766.055
6332 | 0 | 1083.1221 | 7417.4312
6333 | 0 | 914.4443 | 6743.1193
6334 | 0 | 910.2274 | 5057.3394
6335 | 0 | 849.7142 | 3371.5596
6336 | 0 | 737.3327 | 2022.9358
6337 | 0 | 603.4447 | 1685.7798
6338 | 0 | 523.1119 | 1348.6239
6339 | 0 | 331.4518 | 1348.6239
6340 | 0 | 329.5542 | 1348.6239
6341 | 0 | 312.0539 | 2022.9358
6342 | 0 | 302.9874 | 3371.5596
6343 | 0 | 351.4823 | 8428.8991
6344 | 0 | 502.8706 | 14834.8624
6345 | 0 | 551.7871 | 10114.6789
6346 | 0 | 641.8189 | 8428.8991
6347 | 0 | 933.6314 | 6743.1193
6348 | 0 | 817.4546 | 6743.1193
6349 | 0 | 704.2296 | 6068.8073
6350 | 0 | 903.2694 | 5394.4954
6351 | 0 | 946.4931 | 6743.1193
6352 | 0 | 689.4703 | 8091.7431
6353 | 0 | 554.1064 | 10114.6789
6354 | 0 | 770.014 | 10788.9908
6355 | 0 | 936.3724 | 8766.055
6356 | 0 | 1712.501 | 7417.4312
6357 | 0 | 1337.6146 | 6743.1193
6358 | 0 | 1148.063 | 5057.3394
6359 | 0 | 907.0647 | 3371.5596
6360 | 0 | 588.4745 | 2022.9358
6361 | 0 | 491.4848 | 1685.7798
6362 | 0 | 340.0965 | 1348.6239
6363 | 0 | 323.0179 | 1348.6239
6364 | 0 | 300.0356 | 1348.6239
6365 | 0 | 306.361 | 2022.9358
6366 | 0 | 319.4335 | 3371.5596
6367 | 0 | 687.5727 | 8428.8991
6368 | 0 | 776.7611 | 14834.8624
6369 | 0 | 653.6263 | 10114.6789
6370 | 0 | 647.3009 | 8428.8991
6371 | 0 | 535.9736 | 6743.1193
6372 | 0 | 769.1706 | 6743.1193
6373 | 0 | 531.5458 | 6068.8073
6374 | 0 | 725.9469 | 5394.4954
6375 | 0 | 791.9421 | 6743.1193
6376 | 0 | 613.7762 | 8091.7431
6377 | 0 | 636.3368 | 10114.6789
6378 | 0 | 754.4113 | 10788.9908
6379 | 0 | 1389.483 | 8766.055
6380 | 0 | 1149.7498 | 7417.4312
6381 | 0 | 1175.8948 | 6743.1193
6382 | 0 | 710.3442 | 5057.3394
6383 | 0 | 635.0718 | 3371.5596
6384 | 0 | 408.6219 | 2022.9358
6385 | 0 | 362.4463 | 1685.7798
6386 | 0 | 335.0362 | 1348.6239
6387 | 0 | 317.7467 | 1348.6239
6388 | 0 | 314.7949 | 1348.6239
6389 | 0 | 312.0539 | 2022.9358
6390 | 0 | 348.9521 | 3371.5596
6391 | 0 | 602.8121 | 8428.8991
6392 | 0 | 563.8054 | 14834.8624
6393 | 0 | 532.8109 | 10114.6789
6394 | 0 | 518.4733 | 8428.8991
6395 | 0 | 463.0204 | 6743.1193
6396 | 0 | 474.1954 | 6743.1193
6397 | 0 | 566.3356 | 6068.8073
6398 | 0 | 534.7085 | 5394.4954
6399 | 0 | 535.9736 | 6743.1193
6400 | 0 | 506.2441 | 8091.7431
6401 | 0 | 526.2746 | 10114.6789
6402 | 0 | 746.8208 | 10788.9908
6403 | 0 | 1390.7481 | 8766.055
6404 | 0 | 1527.7988 | 7417.4312
6405 | 0 | 1116.6468 | 6743.1193
6406 | 0 | 1046.8563 | 5057.3394
6407 | 0 | 1058.4529 | 3371.5596
6408 | 0 | 688.8378 | 2022.9358
6409 | 0 | 562.5403 | 1685.7798
6410 | 0 | 534.076 | 1348.6239
6411 | 0 | 556.8475 | 1348.6239
6412 | 0 | 393.4409 | 1348.6239
6413 | 0 | 351.4823 | 2022.9358
6414 | 0 | 508.9851 | 3371.5596
6415 | 0 | 810.0749 | 8428.8991
6416 | 0 | 503.0814 | 14834.8624
6417 | 0 | 679.9822 | 10114.6789
6418 | 0 | 617.5714 | 8428.8991
6419 | 0 | 475.0387 | 6743.1193
6420 | 0 | 390.489 | 6743.1193
6421 | 0 | 503.5031 | 6068.8073
6422 | 0 | 383.9527 | 5394.4954
6423 | 0 | 515.9431 | 6743.1193
6424 | 0 | 511.7262 | 8091.7431
6425 | 0 | 467.0265 | 10114.6789
6426 | 0 | 500.9729 | 10788.9908
6427 | 0 | 1826.1476 | 8766.055
6428 | 0 | 1810.5449 | 7417.4312
6429 | 0 | 1505.2382 | 6743.1193
6430 | 0 | 1315.4757 | 5057.3394
6431 | 0 | 1044.537 | 3371.5596
6432 | 0 | 635.2826 | 2022.9358
6433 | 0 | 500.9729 | 1685.7798
6434 | 0 | 363.5006 | 1348.6239
6435 | 0 | 347.4762 | 1348.6239
6436 | 0 | 345.7894 | 1348.6239
6437 | 0 | 337.9881 | 2022.9358
6438 | 0 | 324.283 | 3371.5596
6439 | 0 | 617.7823 | 8428.8991
6440 | 0 | 674.5002 | 14834.8624
6441 | 0 | 753.1462 | 10114.6789
6442 | 0 | 809.8641 | 8428.8991
6443 | 0 | 780.1346 | 6743.1193
6444 | 0 | 694.5307 | 6743.1193
6445 | 0 | 790.2553 | 6068.8073
6446 | 0 | 626.6379 | 5394.4954
6447 | 0 | 628.9572 | 6743.1193
6448 | 0 | 393.6517 | 8091.7431
6449 | 0 | 376.7839 | 10114.6789
6450 | 0 | 519.9492 | 10788.9908
6451 | 0 | 1108.002 | 8766.055
6452 | 0 | 1499.967 | 7417.4312
6453 | 0 | 1453.5806 | 6743.1193
6454 | 0 | 1134.3579 | 5057.3394
6455 | 0 | 1130.3518 | 3371.5596
6456 | 0 | 986.1323 | 2022.9358
6457 | 0 | 465.1289 | 1685.7798
6458 | 0 | 422.5378 | 1348.6239
6459 | 0 | 344.7352 | 1348.6239
6460 | 0 | 348.1087 | 1348.6239
6461 | 0 | 328.2891 | 2022.9358
6462 | 0 | 331.6626 | 3371.5596
6463 | 0 | 553.0522 | 8428.8991
6464 | 0 | 826.9427 | 14834.8624
6465 | 0 | 939.5351 | 10114.6789
6466 | 0 | 769.8031 | 8428.8991
6467 | 0 | 928.9928 | 6743.1193
6468 | 0 | 922.8782 | 6743.1193
6469 | 0 | 558.7451 | 6068.8073
6470 | 0 | 548.6244 | 5394.4954
6471 | 0 | 695.3741 | 6743.1193
6472 | 0 | 510.4611 | 8091.7431
6473 | 0 | 413.4714 | 10114.6789
6474 | 0 | 578.143 | 10788.9908
6475 | 0 | 1025.1391 | 8766.055
6476 | 0 | 1722.1999 | 7417.4312
6477 | 0 | 1072.7905 | 6743.1193
6478 | 0 | 705.073 | 5057.3394
6479 | 0 | 714.1395 | 3371.5596
6480 | 0 | 533.6543 | 2022.9358
6481 | 0 | 560.221 | 1685.7798
6482 | 0 | 487.6896 | 1348.6239
6483 | 0 | 347.2653 | 1348.6239
6484 | 0 | 349.5847 | 1348.6239
6485 | 0 | 360.127 | 2022.9358
6486 | 0 | 332.0843 | 3371.5596
6487 | 0 | 413.4714 | 8428.8991
6488 | 0 | 673.6568 | 14834.8624
6489 | 0 | 942.6978 | 10114.6789
6490 | 0 | 1089.0258 | 8428.8991
6491 | 0 | 1358.9102 | 6743.1193
6492 | 0 | 1082.4895 | 6743.1193
6493 | 0 | 832.003 | 6068.8073
6494 | 0 | 865.7386 | 5394.4954
6495 | 0 | 796.7916 | 6743.1193
6496 | 0 | 562.7512 | 8091.7431
6497 | 0 | 536.6061 | 10114.6789
6498 | 0 | 554.3173 | 10788.9908
6499 | 0 | 1053.3926 | 8766.055
6500 | 0 | 708.6574 | 7417.4312
6501 | 0 | 679.7714 | 6743.1193
6502 | 0 | 575.8237 | 5057.3394
6503 | 0 | 702.5429 | 3371.5596
6504 | 0 | 612.5111 | 2022.9358
6505 | 0 | 596.4867 | 1685.7798
6506 | 0 | 678.928 | 1348.6239
6507 | 0 | 471.6652 | 1348.6239
6508 | 0 | 334.1928 | 1348.6239
6509 | 0 | 352.7474 | 2022.9358
6510 | 0 | 332.506 | 3371.5596
6511 | 0 | 358.6511 | 8428.8991
6512 | 0 | 362.4463 | 14834.8624
6513 | 0 | 619.2582 | 10114.6789
6514 | 0 | 763.2669 | 8428.8991
6515 | 0 | 1293.9693 | 6743.1193
6516 | 0 | 1160.7138 | 6743.1193
6517 | 0 | 1766.8995 | 6068.8073
6518 | 0 | 1545.7208 | 5394.4954
6519 | 0 | 1580.9323 | 6743.1193
6520 | 0 | 1640.3912 | 8091.7431
6521 | 0 | 1892.3536 | 10114.6789
6522 | 0 | 2598.6917 | 10788.9908
6523 | 0 | 2311.0961 | 8766.055
6524 | 0 | 2458.9 | 7417.4312
6525 | 0 | 1870.2147 | 6743.1193
6526 | 0 | 1758.2548 | 5057.3394
6527 | 0 | 972.4273 | 3371.5596
6528 | 0 | 753.357 | 2022.9358
6529 | 0 | 505.1899 | 1685.7798
6530 | 0 | 354.645 | 1348.6239
6531 | 0 | 329.3433 | 1348.6239
6532 | 0 | 324.7047 | 1348.6239
6533 | 0 | 328.7108 | 2022.9358
6534 | 0 | 348.9521 | 3371.5596
6535 | 0 | 831.5814 | 8428.8991
6536 | 0 | 792.7855 | 14834.8624
6537 | 0 | 531.1241 | 10114.6789
6538 | 0 | 535.7627 | 8428.8991
6539 | 0 | 690.9463 | 6743.1193
6540 | 0 | 630.0114 | 6743.1193
6541 | 0 | 635.2826 | 6068.8073
6542 | 0 | 490.8523 | 5394.4954
6543 | 0 | 840.8586 | 6743.1193
6544 | 0 | 816.822 | 8091.7431
6545 | 0 | 941.4327 | 10114.6789
6546 | 0 | 1013.9642 | 10788.9908
6547 | 0 | 1770.4839 | 8766.055
6548 | 0 | 1607.7099 | 7417.4312
6549 | 0 | 1457.7975 | 6743.1193
6550 | 0 | 1189.389 | 5057.3394
6551 | 0 | 1203.0941 | 3371.5596
6552 | 0 | 957.668 | 2022.9358
6553 | 0 | 414.7364 | 1685.7798
6554 | 0 | 369.826 | 1348.6239
6555 | 0 | 337.9881 | 1348.6239
6556 | 0 | 363.9223 | 1348.6239
6557 | 0 | 331.2409 | 2022.9358
6558 | 0 | 335.247 | 3371.5596
6559 | 0 | 636.126 | 8428.8991
6560 | 0 | 821.039 | 14834.8624
6561 | 0 | 778.6587 | 10114.6789
6562 | 0 | 857.5156 | 8428.8991
6563 | 0 | 727.4228 | 6743.1193
6564 | 0 | 554.9498 | 6743.1193
6565 | 0 | 545.6726 | 6068.8073
6566 | 0 | 551.1546 | 5394.4954
6567 | 0 | 488.9547 | 6743.1193
6568 | 0 | 617.5714 | 8091.7431
6569 | 0 | 611.0352 | 10114.6789
6570 | 0 | 556.6366 | 10788.9908
6571 | 0 | 1268.2459 | 8766.055
6572 | 0 | 1462.2253 | 7417.4312
6573 | 0 | 1122.3396 | 6743.1193
6574 | 0 | 1335.2953 | 5057.3394
6575 | 0 | 860.6783 | 3371.5596
6576 | 0 | 670.2832 | 2022.9358
6577 | 0 | 487.9004 | 1685.7798
6578 | 0 | 392.1758 | 1348.6239
6579 | 0 | 340.0965 | 1348.6239
6580 | 0 | 311.6322 | 1348.6239
6581 | 0 | 330.3976 | 2022.9358
6582 | 0 | 430.3391 | 3371.5596
6583 | 0 | 464.4964 | 8428.8991
6584 | 0 | 1109.6888 | 14834.8624
6585 | 0 | 1082.0678 | 10114.6789
6586 | 0 | 573.2935 | 8428.8991
6587 | 0 | 396.8144 | 6743.1193
6588 | 0 | 516.1539 | 6743.1193
6589 | 0 | 582.5708 | 6068.8073
6590 | 0 | 687.7836 | 5394.4954
6591 | 0 | 749.1401 | 6743.1193
6592 | 0 | 446.9961 | 8091.7431
6593 | 0 | 746.3991 | 10114.6789
6594 | 0 | 804.5929 | 10788.9908
6595 | 0 | 1401.5013 | 8766.055
6596 | 0 | 1370.7176 | 7417.4312
6597 | 0 | 1626.897 | 6743.1193
6598 | 0 | 1163.6657 | 5057.3394
6599 | 0 | 1032.097 | 3371.5596
6600 | 0 | 871.0098 | 2022.9358
6601 | 0 | 446.5744 | 1685.7798
6602 | 0 | 342.8375 | 1348.6239
6603 | 0 | 326.8132 | 1348.6239
6604 | 0 | 318.1684 | 1348.6239
6605 | 0 | 317.1142 | 2022.9358
6606 | 0 | 361.6029 | 3371.5596
6607 | 0 | 748.2967 | 8428.8991
6608 | 0 | 579.1973 | 14834.8624
6609 | 0 | 962.0958 | 10114.6789
6610 | 0 | 1020.5004 | 8428.8991
6611 | 0 | 762.6343 | 6743.1193
6612 | 620 | 639.4996 | 6743.1193
6613 | 880 | 939.1134 | 6068.8073
6614 | 0 | 1008.2713 | 5394.4954
6615 | 0 | 810.4966 | 6743.1193
6616 | 0 | 464.9181 | 8091.7431
6617 | 0 | 569.4983 | 10114.6789
6618 | 0 | 688.2053 | 10788.9908
6619 | 0 | 1466.6531 | 8766.055
6620 | 0 | 1385.0552 | 7417.4312
6621 | 0 | 1123.8156 | 6743.1193
6622 | 0 | 1171.2562 | 5057.3394
6623 | 0 | 936.1616 | 3371.5596
6624 | 0 | 1071.1038 | 2022.9358
6625 | 0 | 828.2078 | 1685.7798
6626 | 0 | 349.5847 | 1348.6239
6627 | 1995 | 307.2044 | 1348.6239
6628 | 1505 | 327.4457 | 1348.6239
6629 | 0 | 317.1142 | 2022.9358
6630 | 0 | 319.0118 | 3371.5596
6631 | 0 | 575.8237 | 8428.8991
6632 | 0 | 702.332 | 14834.8624
6633 | 0 | 421.2727 | 10114.6789
6634 | 0 | 461.3337 | 8428.8991
6635 | 500 | 660.3734 | 6743.1193
6636 | 500 | 457.3276 | 6743.1193
6637 | 500 | 518.2624 | 6068.8073
6638 | 155 | 662.9036 | 5394.4954
6639 | 500 | 511.937 | 6743.1193
6640 | 845 | 421.0619 | 8091.7431
6641 | 500 | 392.5975 | 10114.6789
6642 | 500 | 470.6109 | 10788.9908
6643 | 150 | 707.1815 | 8766.055
6644 | 850 | 770.6465 | 7417.4312
6645 | 145 | 1253.4866 | 6743.1193
6646 | 355 | 1038.2116 | 5057.3394
6647 | 500 | 890.6186 | 3371.5596
6648 | 0 | 745.7665 | 2022.9358
6649 | 0 | 789.8336 | 1685.7798
6650 | 500 | 566.3356 | 1348.6239
6651 | 0 | 363.9223 | 1348.6239
6652 | 500 | 356.7535 | 1348.6239
6653 | 0 | 371.9345 | 2022.9358
6654 | 0 | 353.5908 | 3371.5596
6655 | 0 | 391.5432 | 8428.8991
6656 | 225 | 409.887 | 14834.8624
6657 | 275 | 592.4806 | 10114.6789
6658 | 0 | 819.1414 | 8428.8991
6659 | 0 | 727.8445 | 6743.1193
6660 | 500 | 900.3175 | 6743.1193
6661 | 0 | 1207.1002 | 6068.8073
6662 | 500 | 1027.4584 | 5394.4954
6663 | 500 | 781.6106 | 6743.1193
6664 | 0 | 761.7909 | 8091.7431
6665 | 0 | 674.9219 | 10114.6789
6666 | 0 | 1157.9728 | 10788.9908
6667 | 0 | 1798.7375 | 8766.055
6668 | 0 | 2171.937 | 7417.4312
6669 | 0 | 1435.8694 | 6743.1193
6670 | 0 | 1053.6035 | 5057.3394
6671 | 85 | 865.3169 | 3371.5596
6672 | 100 | 689.0486 | 2022.9358
6673 | 95 | 559.3776 | 1685.7798
6674 | 100 | 458.5927 | 1348.6239
6675 | 100 | 354.0124 | 1348.6239
6676 | 20 | 347.8979 | 1348.6239
6677 | 0 | 351.0606 | 2022.9358
6678 | 0 | 340.0965 | 3371.5596
6679 | 0 | 366.4524 | 8428.8991
6680 | 0 | 379.525 | 14834.8624
6681 | 0 | 369.826 | 10114.6789
6682 | 0 | 973.4815 | 8428.8991
6683 | 0 | 1292.4933 | 6743.1193
6684 | 0 | 1048.3323 | 6743.1193
6685 | 90 | 1120.442 | 6068.8073
6686 | 410 | 1073.8448 | 5394.4954
6687 | 0 | 1183.0636 | 6743.1193
6688 | 0 | 1291.8608 | 8091.7431
6689 | 0 | 1701.7477 | 10114.6789
6690 | 0 | 1584.5167 | 10788.9908
6691 | 0 | 2397.5435 | 8766.055
6692 | 0 | 2042.6877 | 7417.4312
6693 | 0 | 1767.7429 | 6743.1193
6694 | 75 | 1922.9265 | 5057.3394
6695 | 0 | 1473.8219 | 3371.5596
6696 | 0 | 1072.3689 | 2022.9358
6697 | 0 | 434.1344 | 1685.7798
6698 | 0 | 350.428 | 1348.6239
6699 | 0 | 343.8918 | 1348.6239
6700 | 0 | 328.0782 | 1348.6239
6701 | 0 | 335.4579 | 2022.9358
6702 | 0 | 329.765 | 3371.5596
6703 | 0 | 597.9627 | 8428.8991
6704 | 0 | 547.3593 | 14834.8624
6705 | 0 | 387.9588 | 10114.6789
6706 | 0 | 448.0503 | 8428.8991
6707 | 0 | 549.6786 | 6743.1193
6708 | 0 | 615.6738 | 6743.1193
6709 | 425 | 675.5544 | 6068.8073
6710 | 0 | 563.3837 | 5394.4954
6711 | 0 | 517.2082 | 6743.1193
6712 | 0 | 585.3118 | 8091.7431
6713 | 0 | 606.1857 | 10114.6789
6714 | 0 | 503.9248 | 10788.9908
6715 | 0 | 1343.5184 | 8766.055
6716 | 0 | 1472.7677 | 7417.4312
6717 | 0 | 1390.1156 | 6743.1193
6718 | 0 | 1126.5566 | 5057.3394
6719 | 0 | 901.3718 | 3371.5596
6720 | 0 | 567.179 | 2022.9358
6721 | 0 | 400.6097 | 1685.7798
6722 | 0 | 335.4579 | 1348.6239
6723 | 0 | 325.9698 | 1348.6239
6724 | 0 | 316.2708 | 1348.6239
6725 | 0 | 304.2525 | 2022.9358
6726 | 0 | 299.1922 | 3371.5596
6727 | 0 | 540.4014 | 8428.8991
6728 | 0 | 693.0547 | 14834.8624
6729 | 0 | 951.5534 | 10114.6789
6730 | 0 | 640.9755 | 8428.8991
6731 | 0 | 958.5114 | 6743.1193
6732 | 0 | 814.081 | 6743.1193
6733 | 0 | 836.0091 | 6068.8073
6734 | 0 | 603.023 | 5394.4954
6735 | 0 | 698.9585 | 6743.1193
6736 | 515 | 573.7152 | 8091.7431
6737 | 485 | 567.3898 | 10114.6789
6738 | 0 | 800.376 | 10788.9908
6739 | 500 | 1178.6358 | 8766.055
6740 | 515 | 1892.1428 | 7417.4312
6741 | 485 | 1933.4688 | 6743.1193
6742 | 500 | 1451.2613 | 5057.3394
6743 | 500 | 1084.1763 | 3371.5596
6744 | 500 | 507.0875 | 2022.9358
6745 | 5 | 603.6555 | 1685.7798
6746 | 495 | 581.5166 | 1348.6239
6747 | 5 | 321.1203 | 1348.6239
6748 | 495 | 317.7467 | 1348.6239
6749 | 0 | 322.8071 | 2022.9358
6750 | 0 | 411.3629 | 3371.5596
6751 | 500 | 456.9059 | 8428.8991
6752 | 500 | 812.3943 | 14834.8624
6753 | 0 | 749.1401 | 10114.6789
6754 | 0 | 553.8956 | 8428.8991
6755 | 500 | 902.6369 | 6743.1193
6756 | 500 | 926.8843 | 6743.1193
6757 | 0 | 567.8115 | 6068.8073
6758 | 500 | 987.8191 | 5394.4954
6759 | 490 | 495.2801 | 6743.1193
6760 | 510 | 559.7993 | 8091.7431
6761 | 0 | 643.7165 | 10114.6789
6762 | 0 | 879.4437 | 10788.9908
6763 | 500 | 1240.6249 | 8766.055
6764 | 500 | 1945.2763 | 7417.4312
6765 | 500 | 1420.2667 | 6743.1193
6766 | 500 | 1133.5145 | 5057.3394
6767 | 0 | 1100.4115 | 3371.5596
6768 | 500 | 815.557 | 2022.9358
6769 | 500 | 431.6042 | 1685.7798
6770 | 500 | 360.9704 | 1348.6239
6771 | 0 | 342.205 | 1348.6239
6772 | 500 | 331.8735 | 1348.6239
6773 | 0 | 322.8071 | 2022.9358
6774 | 0 | 320.9094 | 3371.5596
6775 | 500 | 496.5452 | 8428.8991
6776 | 0 | 690.1029 | 14834.8624
6777 | 500 | 523.9553 | 10114.6789
6778 | 475 | 522.9011 | 8428.8991
6779 | 25 | 573.7152 | 6743.1193
6780 | 500 | 599.2277 | 6743.1193
6781 | 470 | 640.9755 | 6068.8073
6782 | 530 | 693.2656 | 5394.4954
6783 | 0 | 568.8657 | 6743.1193
6784 | 470 | 710.5551 | 8091.7431
6785 | 30 | 876.281 | 10114.6789
6786 | 970 | 590.583 | 10788.9908
6787 | 30 | 1073.6339 | 8766.055
6788 | 500 | 1310.2045 | 7417.4312
6789 | 500 | 1498.2802 | 6743.1193
6790 | 500 | 960.1981 | 5057.3394
6791 | 0 | 1508.6117 | 3371.5596
6792 | 500 | 795.7373 | 2022.9358
6793 | 500 | 472.5086 | 1685.7798
6794 | 500 | 470.8218 | 1348.6239
6795 | 500 | 452.6889 | 1348.6239
6796 | 460 | 368.1392 | 1348.6239
6797 | 995 | 361.6029 | 2022.9358
6798 | 545 | 344.3135 | 3371.5596
6799 | 1000 | 441.3032 | 8428.8991
6800 | 950 | 661.4277 | 14834.8624
6801 | 1550 | 493.5933 | 10114.6789
6802 | 1300 | 666.488 | 8428.8991
6803 | 900 | 867.8471 | 6743.1193
6804 | 1300 | 776.7611 | 6743.1193
6805 | 0 | 971.5839 | 6068.8073
6806 | 500 | 704.2296 | 5394.4954
6807 | 700 | 871.6423 | 6743.1193
6808 | 995 | 567.179 | 8091.7431
6809 | 1000 | 579.619 | 10114.6789
6810 | 1000 | 499.497 | 10788.9908
6811 | 1000 | 1056.977 | 8766.055
6812 | 500 | 1390.1156 | 7417.4312
6813 | 995 | 1203.0941 | 6743.1193
6814 | 810 | 936.3724 | 5057.3394
6815 | 0 | 905.7996 | 3371.5596
6816 | 1000 | 750.4052 | 2022.9358
6817 | 1000 | 612.9328 | 1685.7798
6818 | 1000 | 670.4941 | 1348.6239
6819 | 500 | 503.5031 | 1348.6239
6820 | 1000 | 369.4043 | 1348.6239
6821 | 0 | 322.8071 | 2022.9358
6822 | 1500 | 307.8369 | 3371.5596
6823 | 0 | 372.7778 | 8428.8991
6824 | 1000 | 843.3888 | 14834.8624
6825 | 180 | 789.6228 | 10114.6789
6826 | 820 | 1162.1898 | 8428.8991
6827 | 1000 | 1304.0899 | 6743.1193
6828 | 500 | 1031.4645 | 6743.1193
6829 | 500 | 774.6526 | 6068.8073
6830 | 500 | 1143.0027 | 5394.4954
6831 | 1000 | 742.393 | 6743.1193
6832 | 1000 | 484.9486 | 8091.7431
6833 | 670 | 714.772 | 10114.6789
6834 | 1000 | 787.0926 | 10788.9908
6835 | 1000 | 1104.4176 | 8766.055
6836 | 1000 | 1438.3996 | 7417.4312
6837 | 995 | 1147.8522 | 6743.1193
6838 | 835 | 854.3528 | 5057.3394
6839 | 0 | 757.574 | 3371.5596
6840 | 665 | 807.5448 | 2022.9358
6841 | 1335 | 617.3606 | 1685.7798
6842 | 1000 | 463.8638 | 1348.6239
6843 | 260 | 417.6883 | 1348.6239
6844 | 740 | 311.4213 | 1348.6239
6845 | 1000 | 323.6505 | 2022.9358
6846 | 0 | 410.3086 | 3371.5596
6847 | 250 | 498.4428 | 8428.8991
6848 | 750 | 503.5031 | 14834.8624
6849 | 500 | 488.533 | 10114.6789
6850 | 0 | 579.1973 | 8428.8991
6851 | 620 | 473.352 | 6743.1193
6852 | 620 | 621.1558 | 6743.1193
6853 | 880 | 803.9604 | 6068.8073
6854 | 995 | 1039.055 | 5394.4954
6855 | 500 | 1045.8021 | 6743.1193
6856 | 885 | 667.9639 | 8091.7431
6857 | 1000 | 581.9383 | 10114.6789
6858 | 1000 | 980.6503 | 10788.9908
6859 | 1000 | 1906.2695 | 8766.055
6860 | 1000 | 2225.9139 | 7417.4312
6861 | 1000 | 2162.8706 | 6743.1193
6862 | 160 | 1597.5892 | 5057.3394
6863 | 660 | 1198.8772 | 3371.5596
6864 | 1340 | 637.1802 | 2022.9358
6865 | 1000 | 667.5422 | 1685.7798
6866 | 1000 | 382.4768 | 1348.6239
6867 | 495 | 298.5596 | 1348.6239
6868 | 345 | 297.7162 | 1348.6239
6869 | 795 | 306.1501 | 2022.9358
6870 | 705 | 306.7827 | 3371.5596
6871 | 0 | 661.8494 | 8428.8991
6872 | 1000 | 845.7081 | 14834.8624
6873 | 0 | 420.851 | 10114.6789
6874 | 0 | 496.3343 | 8428.8991
6875 | 500 | 503.5031 | 6743.1193
6876 | 0 | 638.4453 | 6743.1193
6877 | 640 | 490.8523 | 6068.8073
6878 | 500 | 419.3751 | 5394.4954
6879 | 360 | 380.3683 | 6743.1193
6880 | 1000 | 448.0503 | 8091.7431
6881 | 500 | 364.5548 | 10114.6789
6882 | 1000 | 665.6446 | 10788.9908
6883 | 1000 | 1351.5305 | 8766.055
6884 | 630 | 1634.0658 | 7417.4312
6885 | 500 | 1769.6405 | 6743.1193
6886 | 870 | 1468.5507 | 5057.3394
6887 | 0 | 1321.5902 | 3371.5596
6888 | 1000 | 995.1988 | 2022.9358
6889 | 500 | 653.8372 | 1685.7798
6890 | 0 | 360.5487 | 1348.6239
6891 | 1000 | 319.2227 | 1348.6239
6892 | 0 | 325.3372 | 1348.6239
6893 | 0 | 312.8972 | 2022.9358
6894 | 0 | 313.5298 | 3371.5596
6895 | 0 | 532.3892 | 8428.8991
6896 | 0 | 1080.8027 | 14834.8624
6897 | 0 | 1022.6089 | 10114.6789
6898 | 120 | 980.2286 | 8428.8991
6899 | 880 | 1006.3737 | 6743.1193
6900 | 1000 | 1042.0069 | 6743.1193
6901 | 115 | 1316.5299 | 6068.8073
6902 | 885 | 762.0018 | 5394.4954
6903 | 0 | 573.2935 | 6743.1193
6904 | 500 | 437.5079 | 8091.7431
6905 | 0 | 539.9797 | 10114.6789
6906 | 1000 | 763.8994 | 10788.9908
6907 | 1000 | 1281.1076 | 8766.055
6908 | 500 | 1890.456 | 7417.4312
6909 | 1000 | 1504.3948 | 6743.1193
6910 | 0 | 1031.2537 | 5057.3394
6911 | 0 | 937.6375 | 3371.5596
6912 | 2000 | 727.4228 | 2022.9358
6913 | 500 | 416.6341 | 1685.7798
6914 | 0 | 341.3616 | 1348.6239
6915 | 1000 | 332.0843 | 1348.6239
6916 | 0 | 327.4457 | 1348.6239
6917 | 0 | 402.5073 | 2022.9358
6918 | 0 | 425.7005 | 3371.5596
6919 | 0 | 596.9084 | 8428.8991
6920 | 0 | 876.281 | 14834.8624
6921 | 0 | 982.5479 | 10114.6789
6922 | 95 | 624.9511 | 8428.8991
6923 | 1405 | 721.73 | 6743.1193
6924 | 0 | 957.2463 | 6743.1193
6925 | 500 | 770.2248 | 6068.8073
6926 | 0 | 737.5435 | 5394.4954
6927 | 1000 | 538.0821 | 6743.1193
6928 | 90 | 535.341 | 8091.7431
6929 | 410 | 382.266 | 10114.6789
6930 | 1000 | 574.5586 | 10788.9908
6931 | 500 | 1349.2112 | 8766.055
6932 | 585 | 1510.0876 | 7417.4312
6933 | 415 | 1681.2956 | 6743.1193
6934 | 1000 | 1405.9291 | 5057.3394
6935 | 580 | 1060.7723 | 3371.5596
6936 | 500 | 832.2139 | 2022.9358
6937 | 920 | 599.8603 | 1685.7798
6938 | 500 | 323.0179 | 1348.6239
6939 | 0 | 311.4213 | 1348.6239
6940 | 580 | 313.9515 | 1348.6239
6941 | 420 | 319.4335 | 2022.9358
6942 | 0 | 367.9284 | 3371.5596
6943 | 0 | 479.0448 | 8428.8991
6944 | 1000 | 828.4186 | 14834.8624
6945 | 0 | 645.4033 | 10114.6789
6946 | 0 | 556.0041 | 8428.8991
6947 | 1500 | 387.5372 | 6743.1193
6948 | 65 | 473.1411 | 6743.1193
6949 | 435 | 541.8773 | 6068.8073
6950 | 500 | 694.3198 | 5394.4954
6951 | 0 | 366.6633 | 6743.1193
6952 | 65 | 342.205 | 8091.7431
6953 | 935 | 388.3805 | 10114.6789
6954 | 60 | 536.6061 | 10788.9908
6955 | 940 | 966.1019 | 8766.055
6956 | 0 | 1789.0385 | 7417.4312
6957 | 1000 | 1553.1005 | 6743.1193
6958 | 500 | 1288.6981 | 5057.3394
6959 | 500 | 1198.8772 | 3371.5596
6960 | 1000 | 629.8006 | 2022.9358
6961 | 50 | 562.7512 | 1685.7798
6962 | 950 | 407.3568 | 1348.6239
6963 | 0 | 316.9033 | 1348.6239
6964 | 550 | 322.3854 | 1348.6239
6965 | 450 | 316.06 | 2022.9358
6966 | 0 | 299.8247 | 3371.5596
6967 | 0 | 642.2406 | 8428.8991
6968 | 0 | 924.9867 | 14834.8624
6969 | 0 | 619.0474 | 10114.6789
6970 | 80 | 902.6369 | 8428.8991
6971 | 920 | 1176.9491 | 6743.1193
6972 | 1000 | 1019.2354 | 6743.1193
6973 | 220 | 1065.8326 | 6068.8073
6974 | 280 | 554.739 | 5394.4954
6975 | 825 | 377.2056 | 6743.1193
6976 | 1000 | 428.0198 | 8091.7431
6977 | 820 | 400.188 | 10114.6789
6978 | 675 | 859.8349 | 10788.9908
6979 | 1000 | 1046.4346 | 8766.055
6980 | 1000 | 1578.4021 | 7417.4312
6981 | 1000 | 1508.8226 | 6743.1193
6982 | 1000 | 926.0409 | 5057.3394
6983 | 1180 | 767.6947 | 3371.5596
6984 | 1315 | 547.3593 | 2022.9358
6985 | 685 | 352.3257 | 1685.7798
6986 | 1315 | 578.3539 | 1348.6239
6987 | 185 | 352.7474 | 1348.6239
6988 | 0 | 328.7108 | 1348.6239
6989 | 1000 | 326.3915 | 2022.9358
6990 | 0 | 330.3976 | 3371.5596
6991 | 0 | 338.4098 | 8428.8991
6992 | 0 | 543.7749 | 14834.8624
6993 | 500 | 599.4386 | 10114.6789
6994 | 0 | 829.0512 | 8428.8991
6995 | 0 | 668.8073 | 6743.1193
6996 | 0 | 766.8513 | 6743.1193
6997 | 1500 | 1034.2055 | 6068.8073
6998 | 255 | 521.2143 | 5394.4954
6999 | 500 | 939.1134 | 6743.1193
7000 | 745 | 829.0512 | 8091.7431
7001 | 750 | 1472.346 | 10114.6789
7002 | 750 | 1431.8633 | 10788.9908
7003 | 1000 | 1265.9266 | 8766.055
7004 | 1000 | 1608.1316 | 7417.4312
7005 | 1000 | 1527.3771 | 6743.1193
7006 | 500 | 1177.1599 | 5057.3394
7007 | 245 | 884.2932 | 3371.5596
7008 | 1255 | 751.8811 | 2022.9358
7009 | 1000 | 741.7604 | 1685.7798
7010 | 0 | 618.6257 | 1348.6239
7011 | 1000 | 429.074 | 1348.6239
7012 | 0 | 319.2227 | 1348.6239
7013 | 0 | 326.1806 | 2022.9358
7014 | 0 | 412.628 | 3371.5596
7015 | 0 | 498.0211 | 8428.8991
7016 | 0 | 456.4842 | 14834.8624
7017 | 0 | 817.2437 | 10114.6789
7018 | 0 | 766.4296 | 8428.8991
7019 | 0 | 776.7611 | 6743.1193
7020 | 710 | 935.9507 | 6743.1193
7021 | 290 | 1187.2806 | 6068.8073
7022 | 0 | 1297.132 | 5394.4954
7023 | 500 | 1257.071 | 6743.1193
7024 | 0 | 1185.1721 | 8091.7431
7025 | 1000 | 1156.286 | 10114.6789
7026 | 0 | 2005.7894 | 10788.9908
7027 | 500 | 1900.155 | 8766.055
7028 | 0 | 1671.5966 | 7417.4312
7029 | 1000 | 1608.975 | 6743.1193
7030 | 500 | 1383.7902 | 5057.3394
7031 | 0 | 1076.1641 | 3371.5596
7032 | 1000 | 646.4575 | 2022.9358
7033 | 0 | 465.5506 | 1685.7798
7034 | 1000 | 627.903 | 1348.6239
7035 | 0 | 333.5603 | 1348.6239
7036 | 0 | 315.2166 | 1348.6239
7037 | 0 | 629.3789 | 2022.9358
7038 | 0 | 646.4575 | 3371.5596
7039 | 0 | 833.479 | 8428.8991
7040 | 0 | 731.4289 | 14834.8624
7041 | 0 | 576.0345 | 10114.6789
7042 | 1000 | 659.9517 | 8428.8991
7043 | 0 | 513.6238 | 6743.1193
7044 | 500 | 491.0631 | 6743.1193
7045 | 0 | 687.3619 | 6068.8073
7046 | 0 | 691.7897 | 5394.4954
7047 | 1000 | 771.0682 | 6743.1193
7048 | 1000 | 871.8532 | 8091.7431
7049 | 180 | 827.7861 | 10114.6789
7050 | 500 | 578.9864 | 10788.9908
7051 | 820 | 1437.9779 | 8766.055
7052 | 1000 | 1247.5829 | 7417.4312
7053 | 0 | 1113.4841 | 6743.1193
7054 | 500 | 1063.935 | 5057.3394
7055 | 0 | 833.0573 | 3371.5596
7056 | 1000 | 486.6353 | 2022.9358
7057 | 0 | 392.1758 | 1685.7798
7058 | 0 | 393.8626 | 1348.6239
7059 | 0 | 367.2958 | 1348.6239
7060 | 0 | 343.2592 | 1348.6239
7061 | 0 | 332.506 | 2022.9358
7062 | 0 | 364.5548 | 3371.5596
7063 | 0 | 671.3375 | 8428.8991
7064 | 0 | 855.8288 | 14834.8624
7065 | 0 | 1197.8229 | 10114.6789
7066 | 255 | 1184.5396 | 8428.8991
7067 | 745 | 824.4125 | 6743.1193
7068 | 0 | 920.9806 | 6743.1193
7069 | 250 | 811.9726 | 6068.8073
7070 | 750 | 752.5137 | 5394.4954
7071 | 250 | 536.1844 | 6743.1193
7072 | 250 | 478.6231 | 8091.7431
7073 | 500 | 526.0638 | 10114.6789
7074 | 0 | 666.9097 | 10788.9908
7075 | 0 | 1305.9876 | 8766.055
7076 | 0 | 1598.2218 | 7417.4312
7077 | 0 | 1432.0742 | 6743.1193
7078 | 500 | 1266.1374 | 5057.3394
7079 | 0 | 1063.5133 | 3371.5596
7080 | 0 | 948.1799 | 2022.9358
7081 | 0 | 446.5744 | 1685.7798
7082 | 0 | 357.5968 | 1348.6239
7083 | 0 | 346.4219 | 1348.6239
7084 | 0 | 347.687 | 1348.6239
7085 | 0 | 347.687 | 2022.9358
7086 | 0 | 436.4537 | 3371.5596
7087 | 0 | 479.6774 | 8428.8991
7088 | 0 | 1017.7594 | 14834.8624
7089 | 0 | 982.5479 | 10114.6789
7090 | 0 | 1094.7187 | 8428.8991
7091 | 0 | 828.2078 | 6743.1193
7092 | 0 | 601.3362 | 6743.1193
7093 | 225 | 600.0711 | 6068.8073
7094 | 275 | 603.2338 | 5394.4954
7095 | 0 | 441.3032 | 6743.1193
7096 | 1000 | 517.8407 | 8091.7431
7097 | 500 | 594.7999 | 10114.6789
7098 | 1000 | 749.7726 | 10788.9908
7099 | 500 | 1386.9529 | 8766.055
7100 | 715 | 1689.9403 | 7417.4312
7101 | 285 | 1933.0471 | 6743.1193
7102 | 1000 | 1659.1566 | 5057.3394
7103 | 0 | 902.8477 | 3371.5596
7104 | 500 | 748.2967 | 2022.9358
7105 | 0 | 672.8134 | 1685.7798
7106 | 1000 | 571.6068 | 1348.6239
7107 | 0 | 391.7541 | 1348.6239
7108 | 0 | 361.8138 | 1348.6239
7109 | 0 | 353.5908 | 2022.9358
7110 | 0 | 353.3799 | 3371.5596
7111 | 205 | 481.3642 | 8428.8991
7112 | 795 | 651.5178 | 14834.8624
7113 | 205 | 559.7993 | 10114.6789
7114 | 795 | 798.2675 | 8428.8991
7115 | 200 | 440.8815 | 6743.1193
7116 | 300 | 424.6463 | 6743.1193
7117 | 500 | 500.5513 | 6068.8073
7118 | 0 | 752.9353 | 5394.4954
7119 | 0 | 599.2277 | 6743.1193
7120 | 1000 | 565.0705 | 8091.7431
7121 | 195 | 599.8603 | 10114.6789
7122 | 305 | 797.635 | 10788.9908
7123 | 1000 | 1346.6811 | 8766.055
7124 | 190 | 1774.0683 | 7417.4312
7125 | 810 | 1493.009 | 6743.1193
7126 | 500 | 1532.0157 | 5057.3394
7127 | 190 | 970.108 | 3371.5596
7128 | 810 | 877.546 | 2022.9358
7129 | 1000 | 603.6555 | 1685.7798
7130 | 0 | 535.7627 | 1348.6239
7131 | 685 | 368.3501 | 1348.6239
7132 | 315 | 359.4945 | 1348.6239
7133 | 0 | 366.8741 | 2022.9358
7134 | 0 | 344.3135 | 3371.5596
7135 | 0 | 690.7354 | 8428.8991
7136 | 1000 | 769.8031 | 14834.8624
7137 | 0 | 670.9158 | 10114.6789
7138 | 0 | 632.1199 | 8428.8991
7139 | 1000 | 811.34 | 6743.1193
7140 | 0 | 1032.7296 | 6743.1193
7141 | 500 | 562.7512 | 6068.8073
7142 | 500 | 513.6238 | 5394.4954
7143 | 245 | 663.9578 | 6743.1193
7144 | 255 | 549.6786 | 8091.7431
7145 | 740 | 505.1899 | 10114.6789
7146 | 260 | 514.678 | 10788.9908
7147 | 240 | 1467.9182 | 8766.055
7148 | 760 | 1852.5035 | 7417.4312
7149 | 235 | 1210.4738 | 6743.1193
7150 | 765 | 1333.6085 | 5057.3394
7151 | 0 | 888.0884 | 3371.5596
7152 | 1000 | 772.1224 | 2022.9358
7153 | 0 | 451.6347 | 1685.7798
7154 | 0 | 406.9351 | 1348.6239
7155 | 1000 | 390.489 | 1348.6239
7156 | 0 | 348.5304 | 1348.6239
7157 | 0 | 325.7589 | 2022.9358
7158 | 0 | 392.1758 | 3371.5596
7159 | 0 | 502.6597 | 8428.8991
7160 | 0 | 745.9774 | 14834.8624
7161 | 0 | 1288.6981 | 10114.6789
7162 | 725 | 1507.7683 | 8428.8991
7163 | 275 | 1202.0399 | 6743.1193
7164 | 500 | 630.2223 | 6743.1193
7165 | 440 | 986.554 | 6068.8073
7166 | 560 | 1121.7071 | 5394.4954
7167 | 500 | 1165.985 | 6743.1193
7168 | 1000 | 773.1767 | 8091.7431
7169 | 1000 | 747.4533 | 10114.6789
7170 | 215 | 522.4794 | 10788.9908
7171 | 495 | 740.9171 | 8766.055
7172 | 790 | 1178.8467 | 7417.4312
7173 | 1000 | 910.0165 | 6743.1193
7174 | 500 | 1060.9831 | 5057.3394
7175 | 205 | 721.3083 | 3371.5596
7176 | 795 | 707.1815 | 2022.9358
7177 | 1000 | 617.5714 | 1685.7798
7178 | 1000 | 600.4928 | 1348.6239
7179 | 0 | 488.533 | 1348.6239
7180 | 0 | 304.885 | 1348.6239
7181 | 0 | 296.2403 | 2022.9358
7182 | 0 | 363.0789 | 3371.5596
7183 | 0 | 438.5622 | 8428.8991
7184 | 0 | 972.6381 | 14834.8624
7185 | 0 | 895.4681 | 10114.6789
7186 | 0 | 830.738 | 8428.8991
7187 | 0 | 897.5765 | 6743.1193
7188 | 500 | 995.1988 | 6743.1193
7189 | 500 | 1276.8906 | 6068.8073
7190 | 0 | 1022.1872 | 5394.4954
7191 | 1000 | 1253.0649 | 6743.1193
7192 | 500 | 1957.9271 | 8091.7431
7193 | 295 | 1538.3412 | 10114.6789
7194 | 705 | 2040.1575 | 10788.9908
7195 | 145 | 2718.0312 | 8766.055
7196 | 855 | 2532.6966 | 7417.4312
7197 | 610 | 1492.3765 | 6743.1193
7198 | 890 | 1471.2918 | 5057.3394
7199 | 0 | 681.4581 | 3371.5596
7200 | 0 | 849.0817 | 2022.9358
7201 | 0 | 430.3391 | 1685.7798
7202 | 0 | 380.3683 | 1348.6239
7203 | 0 | 326.6023 | 1348.6239
7204 | 0 | 319.8552 | 1348.6239
7205 | 0 | 323.6505 | 2022.9358
7206 | 0 | 329.1325 | 3371.5596
7207 | 0 | 642.2406 | 8428.8991
7208 | 1000 | 564.0163 | 14834.8624
7209 | 0 | 480.0991 | 10114.6789
7210 | 0 | 705.9164 | 8428.8991
7211 | 0 | 599.6494 | 6743.1193
7212 | 500 | 893.5704 | 6743.1193
7213 | 500 | 1018.1811 | 6068.8073
7214 | 0 | 1090.9234 | 5394.4954
7215 | 5 | 794.8939 | 6743.1193
7216 | 135 | 630.644 | 8091.7431
7217 | 135 | 757.9957 | 10114.6789
7218 | 130 | 648.566 | 10788.9908
7219 | 135 | 1424.9054 | 8766.055
7220 | 130 | 1872.1123 | 7417.4312
7221 | 135 | 1474.2436 | 6743.1193
7222 | 135 | 1174.4189 | 5057.3394
7223 | 60 | 737.7543 | 3371.5596
7224 | 0 | 636.126 | 2022.9358
7225 | 0 | 568.444 | 1685.7798
7226 | 0 | 434.9778 | 1348.6239
7227 | 0 | 313.5298 | 1348.6239
7228 | 0 | 330.3976 | 1348.6239
7229 | 0 | 327.4457 | 2022.9358
7230 | 0 | 335.0362 | 3371.5596
7231 | 0 | 493.5933 | 8428.8991
7232 | 0 | 821.6715 | 14834.8624
7233 | 0 | 699.8019 | 10114.6789
7234 | 0 | 492.3282 | 8428.8991
7235 | 0 | 418.9534 | 6743.1193
7236 | 0 | 448.0503 | 6743.1193
7237 | 65 | 882.1847 | 6068.8073
7238 | 435 | 1093.8753 | 5394.4954
7239 | 0 | 860.8891 | 6743.1193
7240 | 0 | 750.1943 | 8091.7431
7241 | 0 | 575.6129 | 10114.6789
7242 | 0 | 889.1426 | 10788.9908
7243 | 0 | 1254.1191 | 8766.055
7244 | 0 | 1652.1987 | 7417.4312
7245 | 0 | 1344.3617 | 6743.1193
7246 | 55 | 1115.1708 | 5057.3394
7247 | 445 | 1320.536 | 3371.5596
7248 | 0 | 804.5929 | 2022.9358
7249 | 0 | 382.4768 | 1685.7798
7250 | 0 | 381.2117 | 1348.6239
7251 | 0 | 379.525 | 1348.6239
7252 | 0 | 331.4518 | 1348.6239
7253 | 0 | 322.3854 | 2022.9358
7254 | 0 | 422.7486 | 3371.5596
7255 | 0 | 495.0692 | 8428.8991
7256 | 0 | 741.9713 | 14834.8624
7257 | 0 | 838.1176 | 10114.6789
7258 | 0 | 843.3888 | 8428.8991
7259 | 0 | 605.1315 | 6743.1193
7260 | 0 | 921.4023 | 6743.1193
7261 | 0 | 692.4222 | 6068.8073
7262 | 40 | 704.2296 | 5394.4954
7263 | 540 | 377.6273 | 6743.1193
7264 | 960 | 359.4945 | 8091.7431
7265 | 960 | 408.411 | 10114.6789
7266 | 500 | 688.627 | 10788.9908
7267 | 500 | 1529.0639 | 8766.055
7268 | 1000 | 1268.0351 | 7417.4312
7269 | 500 | 1419.0016 | 6743.1193
7270 | 500 | 1518.5215 | 5057.3394
7271 | 500 | 1324.753 | 3371.5596
7272 | 0 | 979.5961 | 2022.9358
7273 | 500 | 715.8262 | 1685.7798
7274 | 0 | 462.5988 | 1348.6239
7275 | 525 | 320.6986 | 1348.6239
7276 | 475 | 336.5121 | 1348.6239
7277 | 0 | 362.868 | 2022.9358
7278 | 1000 | 312.4755 | 3371.5596
7279 | 0 | 484.7377 | 8428.8991
7280 | 30 | 581.3057 | 14834.8624
7281 | 1470 | 474.617 | 10114.6789
7282 | 500 | 670.9158 | 8428.8991
7283 | 10 | 435.3995 | 6743.1193
7284 | 990 | 431.3934 | 6743.1193
7285 | 500 | 442.99 | 6068.8073
7286 | 5 | 429.7066 | 5394.4954
7287 | 995 | 904.1128 | 6743.1193
7288 | 1000 | 617.5714 | 8091.7431
7289 | 1500 | 712.6635 | 10114.6789
7290 | 1000 | 999.8374 | 10788.9908
7291 | 1000 | 1537.4978 | 8766.055
7292 | 1000 | 2613.451 | 7417.4312
7293 | 1495 | 1888.9801 | 6743.1193
7294 | 5 | 1397.9169 | 5057.3394
7295 | 495 | 1166.4067 | 3371.5596
7296 | 505 | 950.0775 | 2022.9358
7297 | 1000 | 650.6745 | 1685.7798
7298 | 985 | 374.8863 | 1348.6239
7299 | 15 | 323.4396 | 1348.6239
7300 | 0 | 319.6444 | 1348.6239
7301 | 990 | 310.5779 | 2022.9358
7302 | 10 | 328.0782 | 3371.5596
7303 | 0 | 558.3234 | 8428.8991
7304 | 1500 | 639.9212 | 14834.8624
7305 | 495 | 1020.7113 | 10114.6789
7306 | 820 | 730.1639 | 8428.8991
7307 | 1000 | 441.514 | 6743.1193
7308 | 185 | 761.3692 | 6743.1193
7309 | 500 | 767.4838 | 6068.8073
7310 | 310 | 604.9206 | 5394.4954
7311 | 1000 | 447.2069 | 6743.1193
7312 | 995 | 806.0688 | 8091.7431
7313 | 1000 | 583.2034 | 10114.6789
7314 | 1000 | 779.7129 | 10788.9908
7315 | 1195 | 882.6064 | 8766.055
7316 | 1000 | 974.7466 | 7417.4312
7317 | 500 | 963.3609 | 6743.1193
7318 | 500 | 853.2986 | 5057.3394
7319 | 300 | 1718.1938 | 3371.5596
7320 | 1200 | 828.4186 | 2022.9358
7321 | 500 | 659.3192 | 1685.7798
7322 | 0 | 488.3221 | 1348.6239
7323 | 1500 | 397.0253 | 1348.6239
7324 | 0 | 332.0843 | 1348.6239
7325 | 0 | 340.5182 | 2022.9358
7326 | 265 | 405.2483 | 3371.5596
7327 | 735 | 393.8626 | 8428.8991
7328 | 0 | 858.9915 | 14834.8624
7329 | 540 | 664.3795 | 10114.6789
7330 | 460 | 1059.0855 | 8428.8991
7331 | 1000 | 746.8208 | 6743.1193
7332 | 0 | 852.2444 | 6743.1193
7333 | 500 | 867.6362 | 6068.8073
7334 | 0 | 715.4045 | 5394.4954
7335 | 1000 | 1062.6699 | 6743.1193
7336 | 1000 | 751.0377 | 8091.7431
7337 | 500 | 872.064 | 10114.6789
7338 | 50 | 1438.3996 | 10788.9908
7339 | 950 | 1229.2392 | 8766.055
7340 | 1000 | 1637.6502 | 7417.4312
7341 | 20 | 1687.1993 | 6743.1193
7342 | 980 | 1359.5427 | 5057.3394
7343 | 0 | 1641.2346 | 3371.5596
7344 | 500 | 841.0695 | 2022.9358
7345 | 0 | 616.5172 | 1685.7798
7346 | 1500 | 580.0406 | 1348.6239
7347 | 0 | 436.4537 | 1348.6239
7348 | 0 | 340.5182 | 1348.6239
7349 | 0 | 320.9094 | 2022.9358
7350 | 0 | 319.0118 | 3371.5596
7351 | 0 | 327.024 | 8428.8991
7352 | 0 | 442.99 | 14834.8624
7353 | 1000 | 749.7726 | 10114.6789
7354 | 0 | 795.9482 | 8428.8991
7355 | 0 | 1293.9693 | 6743.1193
7356 | 500 | 1591.053 | 6743.1193
7357 | 945 | 1857.5638 | 6068.8073
7358 | 1000 | 1070.2604 | 5394.4954
7359 | 55 | 1103.1525 | 6743.1193
7360 | 1000 | 1355.9583 | 8091.7431
7361 | 440 | 1059.2963 | 10114.6789
7362 | 560 | 1490.9005 | 10788.9908
7363 | 0 | 1788.8276 | 8766.055
7364 | 1000 | 1229.2392 | 7417.4312
7365 | 1000 | 1524.8469 | 6743.1193
7366 | 0 | 1293.9693 | 5057.3394
7367 | 0 | 961.4632 | 3371.5596
7368 | 1000 | 762.6343 | 2022.9358
7369 | 1000 | 797.2133 | 1685.7798
7370 | 1000 | 635.9152 | 1348.6239
7371 | 500 | 321.3311 | 1348.6239
7372 | 925 | 313.9515 | 1348.6239
7373 | 75 | 322.5962 | 2022.9358
7374 | 920 | 348.1087 | 3371.5596
7375 | 580 | 527.9614 | 8428.8991
7376 | 500 | 585.5227 | 14834.8624
7377 | 915 | 348.5304 | 10114.6789
7378 | 85 | 583.2034 | 8428.8991
7379 | 500 | 395.5493 | 6743.1193
7380 | 500 | 604.7098 | 6743.1193
7381 | 1000 | 595.2216 | 6068.8073
7382 | 1410 | 485.3703 | 5394.4954
7383 | 995 | 469.7676 | 6743.1193
7384 | 1000 | 701.4886 | 8091.7431
7385 | 1000 | 538.7146 | 10114.6789
7386 | 1000 | 894.4138 | 10788.9908
7387 | 900 | 1039.4767 | 8766.055
7388 | 195 | 1095.3512 | 7417.4312
7389 | 1000 | 1044.3262 | 6743.1193
7390 | 500 | 815.3461 | 5057.3394
7391 | 895 | 714.772 | 3371.5596
7392 | 500 | 519.3167 | 2022.9358
7393 | 105 | 575.402 | 1685.7798
7394 | 1395 | 382.266 | 1348.6239
7395 | 105 | 311.6322 | 1348.6239
7396 | 0 | 334.1928 | 1348.6239
7397 | 0 | 328.0782 | 2022.9358
7398 | 885 | 312.0539 | 3371.5596
7399 | 115 | 446.3635 | 8428.8991
7400 | 1000 | 478.4123 | 14834.8624
7401 | 380 | 570.9742 | 10114.6789
7402 | 500 | 439.6164 | 8428.8991
7403 | 500 | 405.67 | 6743.1193
7404 | 120 | 686.0968 | 6743.1193
7405 | 1000 | 502.4489 | 6068.8073
7406 | 375 | 574.1369 | 5394.4954
7407 | 1000 | 809.4424 | 6743.1193
7408 | 125 | 628.3247 | 8091.7431
7409 | 1000 | 583.8359 | 10114.6789
7410 | 1000 | 847.8166 | 10788.9908
7411 | 500 | 1184.3287 | 8766.055
7412 | 1000 | 1149.3281 | 7417.4312
7413 | 865 | 1200.3531 | 6743.1193
7414 | 500 | 908.5406 | 5057.3394
7415 | 635 | 738.176 | 3371.5596
7416 | 0 | 893.9921 | 2022.9358
7417 | 1000 | 385.2178 | 1685.7798
7418 | 1000 | 323.6505 | 1348.6239
7419 | 1000 | 317.1142 | 1348.6239
7420 | 0 | 314.584 | 1348.6239
7421 | 1000 | 311.843 | 2022.9358
7422 | 0 | 321.1203 | 3371.5596
7423 | 1000 | 382.4768 | 8428.8991
7424 | 350 | 522.9011 | 14834.8624
7425 | 1150 | 555.5824 | 10114.6789
7426 | 500 | 617.5714 | 8428.8991
7427 | 1000 | 376.7839 | 6743.1193
7428 | 1000 | 470.1893 | 6743.1193
7429 | 1000 | 506.6658 | 6068.8073
7430 | 1000 | 538.9254 | 5394.4954
7431 | 0 | 496.5452 | 6743.1193
7432 | 500 | 509.6177 | 8091.7431
7433 | 0 | 438.9839 | 10114.6789
7434 | 1000 | 396.3927 | 10788.9908
7435 | 1000 | 655.1022 | 8766.055
7436 | 835 | 1105.261 | 7417.4312
7437 | 500 | 789.2011 | 6743.1193
7438 | 495 | 751.4594 | 5057.3394
7439 | 670 | 1102.9417 | 3371.5596
7440 | 1000 | 893.7813 | 2022.9358
7441 | 1000 | 526.4855 | 1685.7798
7442 | 0 | 331.4518 | 1348.6239
7443 | 1000 | 420.851 | 1348.6239
7444 | 0 | 443.2008 | 1348.6239
7445 | 1000 | 333.7711 | 2022.9358
7446 | 0 | 344.5243 | 3371.5596
7447 | 0 | 664.8012 | 8428.8991
7448 | 0 | 513.2021 | 14834.8624
7449 | 500 | 393.8626 | 10114.6789
7450 | 0 | 430.1283 | 8428.8991
7451 | 605 | 390.489 | 6743.1193
7452 | 395 | 574.3478 | 6743.1193
7453 | 1300 | 653.6263 | 6068.8073
7454 | 495 | 534.9193 | 5394.4954
7455 | 1000 | 872.064 | 6743.1193
7456 | 705 | 527.3288 | 8091.7431
7457 | 1000 | 403.3507 | 10114.6789
7458 | 1000 | 646.6684 | 10788.9908
7459 | 1000 | 988.6625 | 8766.055
7460 | 1000 | 951.1317 | 7417.4312
7461 | 1000 | 1485.2077 | 6743.1193
7462 | 285 | 1101.8875 | 5057.3394
7463 | 215 | 1126.3457 | 3371.5596
7464 | 1500 | 694.3198 | 2022.9358
7465 | 0 | 559.1668 | 1685.7798
7466 | 1500 | 359.7053 | 1348.6239
7467 | 0 | 335.8796 | 1348.6239
7468 | 0 | 333.5603 | 1348.6239
7469 | 0 | 555.1607 | 2022.9358
7470 | 0 | 613.5653 | 3371.5596
7471 | 0 | 437.0862 | 8428.8991
7472 | 0 | 681.0365 | 14834.8624
7473 | 65 | 701.4886 | 10114.6789
7474 | 935 | 769.3814 | 8428.8991
7475 | 1000 | 361.6029 | 6743.1193
7476 | 1000 | 341.3616 | 6743.1193
7477 | 0 | 363.5006 | 6068.8073
7478 | 0 | 431.6042 | 5394.4954
7479 | 560 | 421.4836 | 6743.1193
7480 | 1000 | 420.0076 | 8091.7431
7481 | 1000 | 620.945 | 10114.6789
7482 | 995 | 982.3371 | 10788.9908
7483 | 945 | 2232.661 | 8766.055
7484 | 1000 | 2104.6767 | 7417.4312
7485 | 1000 | 1759.309 | 6743.1193
7486 | 555 | 1811.5991 | 5057.3394
7487 | 995 | 1304.3008 | 3371.5596
7488 | 950 | 914.0226 | 2022.9358
7489 | 1000 | 661.6385 | 1685.7798
7490 | 1000 | 474.8279 | 1348.6239
7491 | 0 | 341.9942 | 1348.6239
7492 | 1000 | 332.7169 | 1348.6239
7493 | 0 | 326.8132 | 2022.9358
7494 | 0 | 505.8224 | 3371.5596
7495 | 0 | 550.9437 | 8428.8991
7496 | 0 | 460.0686 | 14834.8624
7497 | 0 | 509.8285 | 10114.6789
7498 | 1000 | 940.5894 | 8428.8991
7499 | 110 | 859.4132 | 6743.1193
7500 | 890 | 600.282 | 6743.1193
7501 | 0 | 878.1786 | 6068.8073
7502 | 500 | 522.6902 | 5394.4954
7503 | 105 | 1004.8977 | 6743.1193
7504 | 1000 | 769.8031 | 8091.7431
7505 | 1000 | 891.6728 | 10114.6789
7506 | 1000 | 1114.3274 | 10788.9908
7507 | 895 | 1367.9766 | 8766.055
7508 | 1000 | 879.8654 | 7417.4312
7509 | 1000 | 974.9574 | 6743.1193
7510 | 0 | 853.0878 | 5057.3394
7511 | 600 | 714.3503 | 3371.5596
7512 | 1000 | 725.3144 | 2022.9358
7513 | 900 | 894.4138 | 1685.7798
7514 | 1000 | 892.0945 | 1348.6239
7515 | 10 | 562.962 | 1348.6239
7516 | 490 | 339.0423 | 1348.6239
7517 | 1500 | 330.8193 | 2022.9358
7518 | 0 | 330.3976 | 3371.5596
7519 | 1000 | 335.6687 | 8428.8991
7520 | 0 | 570.9742 | 14834.8624
7521 | 500 | 1342.2533 | 10114.6789
7522 | 0 | 1596.3241 | 8428.8991
7523 | 1500 | 1122.9722 | 6743.1193
7524 | 1500 | 1175.4731 | 6743.1193
7525 | 1495 | 1074.899 | 6068.8073
7526 | 1500 | 1487.9487 | 5394.4954
7527 | 1000 | 2331.1266 | 6743.1193
7528 | 995 | 1432.7067 | 8091.7431
7529 | 1000 | 1378.0973 | 10114.6789
7530 | 500 | 1579.8781 | 10788.9908
7531 | 1000 | 1691.4162 | 8766.055
7532 | 1010 | 1813.2859 | 7417.4312
7533 | 1485 | 1571.8659 | 6743.1193
7534 | 515 | 1045.3804 | 5057.3394
7535 | 500 | 1022.1872 | 3371.5596
7536 | 1000 | 1030.6211 | 2022.9358
7537 | 1000 | 618.8365 | 1685.7798
7538 | 1000 | 482.4184 | 1348.6239
7539 | 0 | 416.0015 | 1348.6239
7540 | 500 | 370.8802 | 1348.6239
7541 | 975 | 359.9162 | 2022.9358
7542 | 1000 | 359.9162 | 3371.5596
7543 | 1000 | 725.1035 | 8428.8991
7544 | 1000 | 558.3234 | 14834.8624
7545 | 525 | 462.8096 | 10114.6789
7546 | 0 | 515.0997 | 8428.8991
7547 | 500 | 692.633 | 6743.1193
7548 | 1500 | 553.6847 | 6743.1193
7549 | 1500 | 538.7146 | 6068.8073
7550 | 1500 | 593.5349 | 5394.4954
7551 | 1500 | 873.9616 | 6743.1193
7552 | 1000 | 484.1052 | 8091.7431
7553 | 1500 | 538.7146 | 10114.6789
7554 | 1465 | 928.1494 | 10788.9908
7555 | 1035 | 1540.4496 | 8766.055
7556 | 1460 | 1201.4073 | 7417.4312
7557 | 1500 | 1446.8335 | 6743.1193
7558 | 40 | 1648.8251 | 5057.3394
7559 | 1915 | 1118.9661 | 3371.5596
7560 | 1045 | 957.8788 | 2022.9358
7561 | 1495 | 640.9755 | 1685.7798
7562 | 1460 | 432.2368 | 1348.6239
7563 | 540 | 322.8071 | 1348.6239
7564 | 545 | 321.3311 | 1348.6239
7565 | 1000 | 327.6565 | 2022.9358
7566 | 450 | 325.1264 | 3371.5596
7567 | 1050 | 530.7024 | 8428.8991
7568 | 1000 | 635.2826 | 14834.8624
7569 | 1000 | 590.1613 | 10114.6789
7570 | 1000 | 793.2072 | 8428.8991
7571 | 1500 | 531.9675 | 6743.1193
7572 | 0 | 600.0711 | 6743.1193
7573 | 445 | 692.0005 | 6068.8073
7574 | 500 | 656.5782 | 5394.4954
7575 | 2055 | 740.2845 | 6743.1193
7576 | 1940 | 590.7939 | 8091.7431
7577 | 1500 | 505.1899 | 10114.6789
7578 | 1500 | 832.6356 | 10788.9908
7579 | 1500 | 1396.2302 | 8766.055
7580 | 995 | 1548.8835 | 7417.4312
7581 | 1500 | 1201.6182 | 6743.1193
7582 | 500 | 985.0781 | 5057.3394
7583 | 1500 | 984.4456 | 3371.5596
7584 | 1500 | 694.3198 | 2022.9358
7585 | 1430 | 598.5952 | 1685.7798
7586 | 1065 | 560.221 | 1348.6239
7587 | 1000 | 391.3324 | 1348.6239
7588 | 925 | 385.2178 | 1348.6239
7589 | 145 | 367.9284 | 2022.9358
7590 | 1500 | 645.825 | 3371.5596
7591 | 1425 | 658.4758 | 8428.8991
7592 | 1075 | 684.8317 | 14834.8624
7593 | 1420 | 767.9055 | 10114.6789
7594 | 1500 | 818.5088 | 8428.8991
7595 | 1920 | 554.5281 | 6743.1193
7596 | 1080 | 482.2075 | 6743.1193
7597 | 80 | 748.9293 | 6068.8073
7598 | 500 | 616.7281 | 5394.4954
7599 | 915 | 506.8767 | 6743.1193
7600 | 2500 | 539.3471 | 8091.7431
7601 | 1585 | 448.472 | 10114.6789
7602 | 2820 | 845.7081 | 10788.9908
7603 | 1590 | 1931.3603 | 8766.055
7604 | 1500 | 1164.2982 | 7417.4312
7605 | 1590 | 881.5521 | 6743.1193
7606 | 500 | 1183.4853 | 5057.3394
7607 | 2815 | 1120.6529 | 3371.5596
7608 | 1500 | 766.0079 | 2022.9358
7609 | 1090 | 579.8298 | 1685.7798
7610 | 1000 | 348.5304 | 1348.6239
7611 | 995 | 311.6322 | 1348.6239
7612 | 1000 | 313.3189 | 1348.6239
7613 | 600 | 310.5779 | 2022.9358
7614 | 1000 | 521.4251 | 3371.5596
7615 | 1250 | 601.1254 | 8428.8991
7616 | 995 | 547.5702 | 14834.8624
7617 | 1125 | 488.7438 | 10114.6789
7618 | 630 | 573.0827 | 8428.8991
7619 | 1195 | 539.7688 | 6743.1193
7620 | 1150 | 720.8866 | 6743.1193
7621 | 1000 | 1298.8187 | 6068.8073
7622 | 1345 | 1232.191 | 5394.4954
7623 | 1150 | 1067.7302 | 6743.1193
7624 | 1000 | 911.2816 | 8091.7431
7625 | 1335 | 684.41 | 10114.6789
7626 | 1160 | 1140.6833 | 10788.9908
7627 | 1000 | 1649.2468 | 8766.055
7628 | 1165 | 2319.53 | 7417.4312
7629 | 1335 | 1992.9277 | 6743.1193
7630 | 665 | 1584.3059 | 5057.3394
7631 | 0 | 1346.8919 | 3371.5596
7632 | 0 | 963.7825 | 2022.9358
7633 | 0 | 667.5422 | 1685.7798
7634 | 2000 | 498.4428 | 1348.6239
7635 | 1500 | 467.2374 | 1348.6239
7636 | 1150 | 340.0965 | 1348.6239
7637 | 1175 | 497.3885 | 2022.9358
7638 | 1320 | 488.7438 | 3371.5596
7639 | 1175 | 608.0833 | 8428.8991
7640 | 1000 | 743.2364 | 14834.8624
7641 | 1320 | 851.401 | 10114.6789
7642 | 1180 | 809.8641 | 8428.8991
7643 | 1500 | 832.8464 | 6743.1193
7644 | 1315 | 1002.7893 | 6743.1193
7645 | 1180 | 991.6144 | 6068.8073
7646 | 1500 | 882.8172 | 5394.4954
7647 | 1000 | 898.2091 | 6743.1193
7648 | 1495 | 705.9164 | 8091.7431
7649 | 1190 | 847.8166 | 10114.6789
7650 | 1310 | 1165.3525 | 10788.9908
7651 | 1190 | 1755.7246 | 8766.055
7652 | 1500 | 1353.2173 | 7417.4312
7653 | 1500 | 1365.6573 | 6743.1193
7654 | 2000 | 797.635 | 5057.3394
7655 | 1500 | 986.7649 | 3371.5596
7656 | 1800 | 899.4742 | 2022.9358
7657 | 1300 | 694.9524 | 1685.7798
7658 | 1200 | 441.9357 | 1348.6239
7659 | 1000 | 327.8674 | 1348.6239
7660 | 995 | 325.7589 | 1348.6239
7661 | 705 | 322.5962 | 2022.9358
7662 | 1500 | 441.3032 | 3371.5596
7663 | 795 | 467.2374 | 8428.8991
7664 | 995 | 834.3224 | 14834.8624
7665 | 1000 | 792.3638 | 10114.6789
7666 | 1000 | 968.8429 | 8428.8991
7667 | 1285 | 591.4264 | 6743.1193
7668 | 1210 | 1186.4372 | 6743.1193
7669 | 1000 | 969.2646 | 6068.8073
7670 | 1000 | 997.7289 | 5394.4954
7671 | 995 | 708.0249 | 6743.1193
7672 | 1000 | 1015.0184 | 8091.7431
7673 | 1500 | 2138.2014 | 10114.6789
7674 | 995 | 1447.8877 | 10788.9908
7675 | 1225 | 1535.6001 | 8766.055
7676 | 1275 | 1801.4785 | 7417.4312
7677 | 1225 | 1107.3695 | 6743.1193
7678 | 1500 | 1170.8345 | 5057.3394
7679 | 1500 | 943.1195 | 3371.5596
7680 | 1500 | 833.2681 | 2022.9358
7681 | 1000 | 900.9501 | 1685.7798
7682 | 1500 | 667.9639 | 1348.6239
7683 | 1000 | 586.7878 | 1348.6239
7684 | 1230 | 590.583 | 1348.6239
7685 | 1000 | 331.6626 | 2022.9358
7686 | 1500 | 305.9393 | 3371.5596
7687 | 1000 | 391.9649 | 8428.8991
7688 | 995 | 713.0852 | 14834.8624
7689 | 1000 | 757.7848 | 10114.6789
7690 | 1225 | 1223.5463 | 8428.8991
7691 | 1275 | 1076.1641 | 6743.1193
7692 | 995 | 952.8185 | 6743.1193
7693 | 1280 | 828.8403 | 6068.8073
7694 | 1220 | 539.9797 | 5394.4954
7695 | 780 | 849.7142 | 6743.1193
7696 | 1000 | 836.22 | 8091.7431
7697 | 1215 | 973.0598 | 10114.6789
7698 | 1285 | 1184.5396 | 10788.9908
7699 | 1000 | 1598.6435 | 8766.055
7700 | 1000 | 1489.0029 | 7417.4312
7701 | 1000 | 1159.0271 | 6743.1193
7702 | 1500 | 1135.4122 | 5057.3394
7703 | 1000 | 772.9658 | 3371.5596
7704 | 1500 | 958.5114 | 2022.9358
7705 | 1000 | 487.9004 | 1685.7798
7706 | 1000 | 358.2294 | 1348.6239
7707 | 1500 | 330.1867 | 1348.6239
7708 | 700 | 328.0782 | 1348.6239
7709 | 1000 | 321.3311 | 2022.9358
7710 | 300 | 322.3854 | 3371.5596
7711 | 1195 | 648.9877 | 8428.8991
7712 | 1000 | 827.997 | 14834.8624
7713 | 1190 | 857.9373 | 10114.6789
7714 | 1305 | 816.1895 | 8428.8991
7715 | 1190 | 1084.8088 | 6743.1193
7716 | 1310 | 669.4399 | 6743.1193
7717 | 1000 | 939.9568 | 6068.8073
7718 | 995 | 676.6087 | 5394.4954
7719 | 1185 | 945.8605 | 6743.1193
7720 | 1315 | 801.8519 | 8091.7431
7721 | 1000 | 616.5172 | 10114.6789
7722 | 1180 | 920.7697 | 10788.9908
7723 | 1315 | 1504.6056 | 8766.055
7724 | 1000 | 1334.4519 | 7417.4312
7725 | 1500 | 1728.947 | 6743.1193
7726 | 1000 | 1250.7456 | 5057.3394
7727 | 1500 | 1148.6955 | 3371.5596
7728 | 1320 | 998.3615 | 2022.9358
7729 | 1500 | 712.8744 | 1685.7798
7730 | 1455 | 568.8657 | 1348.6239
7731 | 1010 | 342.4159 | 1348.6239
7732 | 995 | 333.5603 | 1348.6239
7733 | 960 | 545.8834 | 2022.9358
7734 | 1040 | 381.8443 | 3371.5596
7735 | 1000 | 581.5166 | 8428.8991
7736 | 995 | 1064.1458 | 14834.8624
7737 | 1500 | 762.4235 | 10114.6789
7738 | 1500 | 740.2845 | 8428.8991
7739 | 1045 | 653.4155 | 6743.1193
7740 | 1455 | 537.0278 | 6743.1193
7741 | 1045 | 558.7451 | 6068.8073
7742 | 1450 | 605.1315 | 5394.4954
7743 | 1050 | 611.4569 | 6743.1193
7744 | 1500 | 499.2862 | 8091.7431
7745 | 1000 | 633.1741 | 10114.6789
7746 | 1500 | 1107.7912 | 10788.9908
7747 | 1500 | 1364.8139 | 8766.055
7748 | 1000 | 1429.3332 | 7417.4312
7749 | 1500 | 1513.2503 | 6743.1193
7750 | 1500 | 1177.3708 | 5057.3394
7751 | 1500 | 743.2364 | 3371.5596
7752 | 1440 | 799.9543 | 2022.9358
7753 | 1060 | 663.9578 | 1685.7798
7754 | 1435 | 550.522 | 1348.6239
7755 | 500 | 345.3677 | 1348.6239
7756 | 1430 | 335.4579 | 1348.6239
7757 | 1070 | 333.982 | 2022.9358
7758 | 995 | 464.9181 | 3371.5596
7759 | 1070 | 539.9797 | 8428.8991
7760 | 1000 | 772.5441 | 14834.8624
7761 | 1500 | 760.7367 | 10114.6789
7762 | 1500 | 649.8311 | 8428.8991
7763 | 1500 | 630.0114 | 6743.1193
7764 | 1000 | 598.806 | 6743.1193
7765 | 1500 | 854.5637 | 6068.8073
7766 | 1500 | 416.8449 | 5394.4954
7767 | 1500 | 544.6183 | 6743.1193
7768 | 1500 | 804.8038 | 8091.7431
7769 | 1500 | 1129.2976 | 10114.6789
7770 | 1420 | 1211.528 | 10788.9908
7771 | 1500 | 1668.8556 | 8766.055
7772 | 1500 | 1096.1946 | 7417.4312
7773 | 1415 | 1238.3056 | 6743.1193
7774 | 1080 | 1300.5055 | 5057.3394
7775 | 1500 | 1021.5547 | 3371.5596
7776 | 1410 | 700.4344 | 2022.9358
7777 | 1085 | 822.3041 | 1685.7798
7778 | 1090 | 487.6896 | 1348.6239
7779 | 1000 | 337.5664 | 1348.6239
7780 | 1410 | 325.1264 | 1348.6239
7781 | 1500 | 329.1325 | 2022.9358
7782 | 995 | 344.1026 | 3371.5596
7783 | 1500 | 623.8969 | 8428.8991
7784 | 1095 | 886.6125 | 14834.8624
7785 | 1500 | 737.1218 | 10114.6789
7786 | 1500 | 525.2204 | 8428.8991
7787 | 1500 | 386.0612 | 6743.1193
7788 | 1500 | 505.6116 | 6743.1193
7789 | 1500 | 633.5958 | 6068.8073
7790 | 1900 | 537.6604 | 5394.4954
7791 | 1495 | 609.7701 | 6743.1193
7792 | 1500 | 843.1779 | 8091.7431
7793 | 1390 | 664.5904 | 10114.6789
7794 | 1110 | 873.5399 | 10788.9908
7795 | 1495 | 1442.6165 | 8766.055
7796 | 1500 | 1429.9657 | 7417.4312
7797 | 1500 | 1760.785 | 6743.1193
7798 | 1500 | 1091.3451 | 5057.3394
7799 | 1500 | 662.2711 | 3371.5596
7800 | 1610 | 666.9097 | 2022.9358
7801 | 1500 | 487.2679 | 1685.7798
7802 | 1500 | 421.4836 | 1348.6239
7803 | 1500 | 511.937 | 1348.6239
7804 | 885 | 346.0003 | 1348.6239
7805 | 1000 | 331.4518 | 2022.9358
7806 | 1495 | 333.3494 | 3371.5596
7807 | 620 | 556.6366 | 8428.8991
7808 | 2000 | 683.9883 | 14834.8624
7809 | 2255 | 492.9608 | 10114.6789
7810 | 1625 | 482.8401 | 8428.8991
7811 | 1495 | 591.8481 | 6743.1193
7812 | 1625 | 516.3648 | 6743.1193
7813 | 1500 | 760.1042 | 6068.8073
7814 | 2000 | 543.5641 | 5394.4954
7815 | 1500 | 749.1401 | 6743.1193
7816 | 2150 | 823.1475 | 8091.7431
7817 | 1170 | 986.7649 | 10114.6789
7818 | 1500 | 1512.6178 | 10788.9908
7819 | 1500 | 1586.2035 | 8766.055
7820 | 1500 | 1563.8537 | 7417.4312
7821 | 1500 | 1867.4736 | 6743.1193
7822 | 1680 | 1791.5686 | 5057.3394
7823 | 2000 | 1355.9583 | 3371.5596
7824 | 1800 | 1131.1952 | 2022.9358
7825 | 1500 | 704.8622 | 1685.7798
7826 | 1495 | 396.8144 | 1348.6239
7827 | 1000 | 372.567 | 1348.6239
7828 | 1000 | 342.4159 | 1348.6239
7829 | 705 | 398.7121 | 2022.9358
7830 | 1785 | 405.4592 | 3371.5596
7831 | 1490 | 420.0076 | 8428.8991
7832 | 990 | 589.3179 | 14834.8624
7833 | 1255 | 821.039 | 10114.6789
7834 | 1240 | 733.5374 | 8428.8991
7835 | 1255 | 639.9212 | 6743.1193
7836 | 1235 | 674.2893 | 6743.1193
7837 | 1495 | 1055.5011 | 6068.8073
7838 | 1500 | 1346.4702 | 5394.4954
7839 | 1500 | 985.9215 | 6743.1193
7840 | 1255 | 1058.6638 | 8091.7431
7841 | 1500 | 1181.5877 | 10114.6789
7842 | 1500 | 1213.6365 | 10788.9908
7843 | 1500 | 1323.0662 | 8766.055
7844 | 2000 | 1684.0366 | 7417.4312
7845 | 1475 | 1564.2754 | 6743.1193
7846 | 1760 | 906.0104 | 5057.3394
7847 | 1500 | 769.5923 | 3371.5596
7848 | 1500 | 709.29 | 2022.9358
7849 | 1765 | 615.0413 | 1685.7798
7850 | 2000 | 465.1289 | 1348.6239
7851 | 1500 | 349.3738 | 1348.6239
7852 | 1330 | 351.4823 | 1348.6239
7853 | 1495 | 357.8077 | 2022.9358
7854 | 1335 | 357.8077 | 3371.5596
7855 | 1500 | 367.085 | 8428.8991
7856 | 1495 | 371.5128 | 14834.8624
7857 | 1500 | 819.1414 | 10114.6789
7858 | 1345 | 1172.0996 | 8428.8991
7859 | 1500 | 957.4571 | 6743.1193
7860 | 2000 | 1048.3323 | 6743.1193
7861 | 1645 | 1123.183 | 6068.8073
7862 | 1500 | 1083.3329 | 5394.4954
7863 | 1145 | 765.797 | 6743.1193
7864 | 1355 | 1362.7054 | 8091.7431
7865 | 1495 | 1373.2478 | 10114.6789
7866 | 1500 | 2498.961 | 10788.9908
7867 | 1500 | 2107.6286 | 8766.055
7868 | 1000 | 2380.254 | 7417.4312
7869 | 1495 | 1778.9178 | 6743.1193
7870 | 1365 | 1266.77 | 5057.3394
7871 | 1500 | 1153.9667 | 3371.5596
7872 | 1500 | 707.1815 | 2022.9358
7873 | 1500 | 682.5124 | 1685.7798
7874 | 1000 | 479.4665 | 1348.6239
7875 | 1120 | 374.8863 | 1348.6239
7876 | 1000 | 375.308 | 1348.6239
7877 | 1000 | 382.6877 | 2022.9358
7878 | 995 | 371.5128 | 3371.5596
7879 | 1385 | 666.2771 | 8428.8991
7880 | 1500 | 638.4453 | 14834.8624
7881 | 1500 | 581.5166 | 10114.6789
7882 | 2000 | 872.2749 | 8428.8991
7883 | 1500 | 530.9132 | 6743.1193
7884 | 1100 | 604.0772 | 6743.1193
7885 | 1500 | 808.1773 | 6068.8073
7886 | 1495 | 890.6186 | 5394.4954
7887 | 1500 | 890.6186 | 6743.1193
7888 | 1000 | 453.5323 | 8091.7431
7889 | 1500 | 864.4735 | 10114.6789
7890 | 1500 | 1393.0674 | 10788.9908
7891 | 1495 | 1874.4316 | 8766.055
7892 | 1910 | 2185.0095 | 7417.4312
7893 | 1590 | 2303.2948 | 6743.1193
7894 | 1585 | 1507.5575 | 5057.3394
7895 | 1495 | 964.4151 | 3371.5596
7896 | 1495 | 963.7825 | 2022.9358
7897 | 1915 | 527.7505 | 1685.7798
7898 | 2500 | 367.2958 | 1348.6239
7899 | 1495 | 369.4043 | 1348.6239
7900 | 1495 | 377.8382 | 1348.6239
7901 | 1930 | 368.5609 | 2022.9358
7902 | 1500 | 365.3982 | 3371.5596
7903 | 1500 | 568.8657 | 8428.8991
7904 | 1500 | 667.1205 | 14834.8624
7905 | 1550 | 562.5403 | 10114.6789
7906 | 1500 | 580.0406 | 8428.8991
7907 | 1535 | 594.1674 | 6743.1193
7908 | 1500 | 418.9534 | 6743.1193
7909 | 1915 | 540.8231 | 6068.8073
7910 | 1500 | 784.3516 | 5394.4954
7911 | 2000 | 816.822 | 6743.1193
7912 | 1500 | 683.3558 | 8091.7431
7913 | 1535 | 859.2023 | 10114.6789
7914 | 1030 | 947.5473 | 10788.9908
7915 | 1465 | 988.2408 | 8766.055
7916 | 1530 | 1616.9872 | 7417.4312
7917 | 1970 | 1389.6939 | 6743.1193
7918 | 1970 | 1185.383 | 5057.3394
7919 | 2025 | 1447.8877 | 3371.5596
7920 | 1490 | 874.5942 | 2022.9358
7921 | 1985 | 444.6767 | 1685.7798
7922 | 2010 | 421.0619 | 1348.6239
7923 | 1495 | 344.1026 | 1348.6239
7924 | 1490 | 393.23 | 1348.6239
7925 | 2005 | 360.7596 | 2022.9358
7926 | 1000 | 523.1119 | 3371.5596
7927 | 1500 | 497.1777 | 8428.8991
7928 | 1480 | 798.4783 | 14834.8624
7929 | 1245 | 589.9505 | 10114.6789
7930 | 1400 | 596.4867 | 8428.8991
7931 | 1435 | 639.4996 | 6743.1193
7932 | 1500 | 1034.8381 | 6743.1193
7933 | 1940 | 524.1661 | 6068.8073
7934 | 2055 | 428.6524 | 5394.4954
7935 | 1500 | 574.5586 | 6743.1193
7936 | 1495 | 354.4341 | 8091.7431
7937 | 2500 | 452.8998 | 10114.6789
7938 | 2450 | 476.7255 | 10788.9908
7939 | 1535 | 1365.6573 | 8766.055
7940 | 2500 | 1377.0431 | 7417.4312
7941 | 1965 | 1214.9016 | 6743.1193
7942 | 2045 | 1120.0203 | 5057.3394
7943 | 2500 | 880.2871 | 3371.5596
7944 | 2470 | 754.833 | 2022.9358
7945 | 1995 | 608.9267 | 1685.7798
7946 | 1990 | 422.9595 | 1348.6239
7947 | 2000 | 393.23 | 1348.6239
7948 | 1490 | 378.2599 | 1348.6239
7949 | 2010 | 370.6694 | 2022.9358
7950 | 1490 | 363.5006 | 3371.5596
7951 | 1490 | 531.5458 | 8428.8991
7952 | 1000 | 778.0262 | 14834.8624
7953 | 20 | 755.4655 | 10114.6789
7954 | 0 | 834.5332 | 8428.8991
7955 | 550 | 584.4684 | 6743.1193
7956 | 2495 | 763.2669 | 6743.1193
7957 | 2500 | 796.7916 | 6068.8073
7958 | 1490 | 647.5117 | 5394.4954
7959 | 2500 | 459.2252 | 6743.1193
7960 | 1490 | 440.249 | 8091.7431
7961 | 2500 | 633.1741 | 10114.6789
7962 | 1975 | 1192.9735 | 10788.9908
7963 | 2005 | 1423.6403 | 8766.055
7964 | 2495 | 1387.1637 | 7417.4312
7965 | 1500 | 1166.4067 | 6743.1193
7966 | 2500 | 1061.6156 | 5057.3394
7967 | 1995 | 1183.0636 | 3371.5596
7968 | 2495 | 973.4815 | 2022.9358
7969 | 1510 | 639.4996 | 1685.7798
7970 | 2260 | 437.5079 | 1348.6239
7971 | 1740 | 316.4816 | 1348.6239
7972 | 1440 | 310.1562 | 1348.6239
7973 | 1500 | 314.7949 | 2022.9358
7974 | 1150 | 310.5779 | 3371.5596
7975 | 1410 | 788.3577 | 8428.8991
7976 | 2000 | 761.5801 | 14834.8624
7977 | 1080 | 596.2759 | 10114.6789
7978 | 1495 | 612.3003 | 8428.8991
7979 | 1495 | 565.703 | 6743.1193
7980 | 2495 | 745.9774 | 6743.1193
7981 | 1495 | 662.9036 | 6068.8073
7982 | 1500 | 607.8725 | 5394.4954
7983 | 995 | 440.8815 | 6743.1193
7984 | 1500 | 530.7024 | 8091.7431
7985 | 1945 | 624.7403 | 10114.6789
7986 | 2050 | 1034.4164 | 10788.9908
7987 | 1500 | 1332.5543 | 8766.055
7988 | 1950 | 1607.9207 | 7417.4312
7989 | 2045 | 1639.5478 | 6743.1193
7990 | 1500 | 947.7582 | 5057.3394
7991 | 2500 | 654.048 | 3371.5596
7992 | 1525 | 716.2479 | 2022.9358
7993 | 2480 | 681.4581 | 1685.7798
7994 | 1485 | 561.4861 | 1348.6239
7995 | 2465 | 383.5311 | 1348.6239
7996 | 1010 | 389.8565 | 1348.6239
7997 | 1500 | 395.3385 | 2022.9358
7998 | 995 | 400.3988 | 3371.5596
7999 | 995 | 421.6944 | 8428.8991
8000 | 1000 | 597.541 | 14834.8624
8001 | 1030 | 738.176 | 10114.6789
8002 | 1470 | 1349.6329 | 8428.8991
8003 | 1500 | 883.6606 | 6743.1193
8004 | 1000 | 867.6362 | 6743.1193
8005 | 1500 | 1148.063 | 6068.8073
8006 | 1000 | 1024.9282 | 5394.4954
8007 | 1015 | 666.488 | 6743.1193
8008 | 1495 | 903.2694 | 8091.7431
8009 | 1000 | 1276.6798 | 10114.6789
8010 | 990 | 1435.8694 | 10788.9908
8011 | 1500 | 1699.8501 | 8766.055
8012 | 1000 | 1964.4634 | 7417.4312
8013 | 2000 | 1792.6229 | 6743.1193
8014 | 1500 | 1081.6461 | 5057.3394
8015 | 1500 | 1060.5614 | 3371.5596
8016 | 1500 | 800.7977 | 2022.9358
8017 | 1495 | 512.5695 | 1685.7798
8018 | 1005 | 458.5927 | 1348.6239
8019 | 1500 | 497.8102 | 1348.6239
8020 | 1445 | 364.5548 | 1348.6239
8021 | 1055 | 336.0904 | 2022.9358
8022 | 1500 | 393.23 | 3371.5596
8023 | 1500 | 785.8275 | 8428.8991
8024 | 1940 | 498.2319 | 14834.8624
8025 | 1490 | 780.7672 | 10114.6789
8026 | 1410 | 811.7617 | 8428.8991
8027 | 1080 | 644.349 | 6743.1193
8028 | 2080 | 964.2042 | 6743.1193
8029 | 1915 | 1064.7784 | 6068.8073
8030 | 1500 | 948.6015 | 5394.4954
8031 | 1585 | 878.8111 | 6743.1193
8032 | 2405 | 986.3432 | 8091.7431
8033 | 1595 | 1178.6358 | 10114.6789
8034 | 2810 | 1568.914 | 10788.9908
8035 | 1690 | 1633.4333 | 8766.055
8036 | 2400 | 1262.7639 | 7417.4312
8037 | 2500 | 1193.1843 | 6743.1193
8038 | 2500 | 969.6863 | 5057.3394
8039 | 1600 | 1043.4828 | 3371.5596
8040 | 2400 | 1120.8637 | 2022.9358
8041 | 2495 | 488.9547 | 1685.7798
8042 | 2870 | 364.344 | 1348.6239
8043 | 1115 | 347.0545 | 1348.6239
8044 | 1875 | 300.6681 | 1348.6239
8045 | 1245 | 316.9033 | 2022.9358
8046 | 1500 | 310.1562 | 3371.5596
8047 | 1000 | 631.4874 | 8428.8991
8048 | 1500 | 650.6745 | 14834.8624
8049 | 1000 | 695.7958 | 10114.6789
8050 | 1745 | 654.048 | 8428.8991
8051 | 1120 | 417.8991 | 6743.1193
8052 | 1490 | 592.4806 | 6743.1193
8053 | 1645 | 854.3528 | 6068.8073
8054 | 2345 | 1409.7244 | 5394.4954
8055 | 1345 | 910.6491 | 6743.1193
8056 | 1155 | 543.1424 | 8091.7431
8057 | 1345 | 319.6444 | 10114.6789
8058 | 1310 | 544.8292 | 10788.9908
8059 | 1500 | 1609.6075 | 8766.055
8060 | 1500 | 1449.9962 | 7417.4312
8061 | 1840 | 1372.6153 | 6743.1193
8062 | 1500 | 748.0859 | 5057.3394
8063 | 1490 | 657.4216 | 3371.5596
8064 | 2045 | 642.6623 | 2022.9358
8065 | 2065 | 492.3282 | 1685.7798
8066 | 1060 | 323.2288 | 1348.6239
8067 | 2395 | 279.3725 | 1348.6239
8068 | 995 | 286.7522 | 1348.6239
8069 | 1055 | 265.2458 | 2022.9358
8070 | 850 | 276.6315 | 3371.5596
8071 | 705 | 415.369 | 8428.8991
8072 | 1375 | 693.8981 | 14834.8624
8073 | 1375 | 710.7659 | 10114.6789
8074 | 1375 | 647.5117 | 8428.8991
8075 | 1375 | 882.1847 | 6743.1193
8076 | 1605 | 748.7184 | 6743.1193
8077 | 1105 | 1378.3081 | 6068.8073
8078 | 1490 | 1160.0813 | 5394.4954
8079 | 1800 | 1031.8862 | 6743.1193
8080 | 2000 | 536.1844 | 8091.7431
8081 | 1590 | 607.4508 | 10114.6789
8082 | 1500 | 945.228 | 10788.9908
8083 | 2500 | 1476.5629 | 8766.055
8084 | 1910 | 1370.2959 | 7417.4312
8085 | 2085 | 1357.856 | 6743.1193
8086 | 2500 | 1277.734 | 5057.3394
8087 | 2500 | 661.006 | 3371.5596
8088 | 1485 | 674.711 | 2022.9358
8089 | 1930 | 576.4562 | 1685.7798
8090 | 1500 | 325.9698 | 1348.6239
8091 | 1170 | 304.4634 | 1348.6239
8092 | 1830 | 297.7162 | 1348.6239
8093 | 1165 | 300.6681 | 2022.9358
8094 | 1000 | 304.6742 | 3371.5596
8095 | 1500 | 475.6713 | 8428.8991
8096 | 1135 | 646.0358 | 14834.8624
8097 | 1340 | 577.2996 | 10114.6789
8098 | 1500 | 409.887 | 8428.8991
8099 | 1500 | 727.8445 | 6743.1193
8100 | 1495 | 1079.116 | 6743.1193
8101 | 1365 | 747.6642 | 6068.8073
8102 | 1500 | 698.3259 | 5394.4954
8103 | 1500 | 608.0833 | 6743.1193
8104 | 1500 | 576.4562 | 8091.7431
8105 | 1630 | 542.299 | 10114.6789
8106 | 1500 | 607.4508 | 10788.9908
8107 | 1500 | 1206.6785 | 8766.055
8108 | 1500 | 1308.9394 | 7417.4312
8109 | 1495 | 1296.0777 | 6743.1193
8110 | 2375 | 1164.7199 | 5057.3394
8111 | 1625 | 879.4437 | 3371.5596
8112 | 1490 | 626.8487 | 2022.9358
8113 | 1495 | 686.0968 | 1685.7798
8114 | 2495 | 594.5891 | 1348.6239
8115 | 1500 | 322.3854 | 1348.6239
8116 | 1025 | 305.7284 | 1348.6239
8117 | 1345 | 294.1318 | 2022.9358
8118 | 995 | 295.3969 | 3371.5596
8119 | 1500 | 596.6976 | 8428.8991
8120 | 990 | 595.0108 | 14834.8624
8121 | 1480 | 578.5647 | 10114.6789
8122 | 1495 | 803.9604 | 8428.8991
8123 | 1500 | 498.4428 | 6743.1193
8124 | 1565 | 549.4678 | 6743.1193
8125 | 1500 | 677.4521 | 6068.8073
8126 | 1925 | 524.7987 | 5394.4954
8127 | 1500 | 796.5807 | 6743.1193
8128 | 1495 | 434.9778 | 8091.7431
8129 | 1420 | 422.9595 | 10114.6789
8130 | 1080 | 853.5095 | 10788.9908
8131 | 1495 | 1431.8633 | 8766.055
8132 | 1500 | 1310.6262 | 7417.4312
8133 | 1500 | 1127.6108 | 6743.1193
8134 | 2085 | 1115.8034 | 5057.3394
8135 | 1915 | 1194.4494 | 3371.5596
8136 | 1490 | 899.4742 | 2022.9358
8137 | 1495 | 765.1645 | 1685.7798
8138 | 1490 | 457.5384 | 1348.6239
8139 | 1500 | 304.2525 | 1348.6239
8140 | 990 | 308.0478 | 1348.6239
8141 | 1500 | 287.5956 | 2022.9358
8142 | 990 | 297.0837 | 3371.5596
8143 | 995 | 545.04 | 8428.8991
8144 | 1000 | 826.0993 | 14834.8624
8145 | 990 | 978.5419 | 10114.6789
8146 | 995 | 576.8779 | 8428.8991
8147 | 1150 | 753.9896 | 6743.1193
8148 | 1000 | 831.3705 | 6743.1193
8149 | 1000 | 1030.6211 | 6068.8073
8150 | 1000 | 679.9822 | 5394.4954
8151 | 1000 | 539.1363 | 6743.1193
8152 | 1000 | 661.006 | 8091.7431
8153 | 1000 | 560.8535 | 10114.6789
8154 | 500 | 880.9196 | 10788.9908
8155 | 1000 | 1638.7044 | 8766.055
8156 | 1000 | 919.0829 | 7417.4312
8157 | 1000 | 848.66 | 6743.1193
8158 | 1500 | 920.348 | 5057.3394
8159 | 1000 | 682.0907 | 3371.5596
8160 | 1500 | 569.0766 | 2022.9358
8161 | 1000 | 535.5519 | 1685.7798
8162 | 1500 | 570.3417 | 1348.6239
8163 | 1500 | 655.1022 | 1348.6239
8164 | 1275 | 323.2288 | 1348.6239
8165 | 1000 | 303.62 | 2022.9358
8166 | 1000 | 301.3006 | 3371.5596
8167 | 995 | 321.7528 | 8428.8991
8168 | 1500 | 335.6687 | 14834.8624
8169 | 1260 | 676.3978 | 10114.6789
8170 | 1230 | 1114.3274 | 8428.8991
8171 | 1740 | 582.1491 | 6743.1193
8172 | 2000 | 613.5653 | 6743.1193
8173 | 2015 | 1109.8997 | 6068.8073
8174 | 1500 | 764.9536 | 5394.4954
8175 | 1500 | 634.4392 | 6743.1193
8176 | 1740 | 742.1821 | 8091.7431
8177 | 2000 | 952.8185 | 10114.6789
8178 | 2000 | 1289.1198 | 10788.9908
8179 | 1495 | 1657.259 | 8766.055
8180 | 1750 | 1061.8265 | 7417.4312
8181 | 2250 | 1433.5501 | 6743.1193
8182 | 1500 | 1103.3634 | 5057.3394
8183 | 2740 | 747.0316 | 3371.5596
8184 | 1500 | 643.7165 | 2022.9358
8185 | 1755 | 605.764 | 1685.7798
8186 | 995 | 464.2855 | 1348.6239
8187 | 760 | 558.5342 | 1348.6239
8188 | 1665 | 452.4781 | 1348.6239
8189 | 995 | 475.2496 | 2022.9358
8190 | 340 | 456.2733 | 3371.5596
8191 | 1000 | 361.6029 | 8428.8991
8192 | 1000 | 381.6334 | 14834.8624
8193 | 1000 | 446.7852 | 10114.6789
8194 | 1500 | 642.8731 | 8428.8991
8195 | 1650 | 912.9684 | 6743.1193
8196 | 430 | 1098.7248 | 6743.1193
8197 | 2460 | 1060.7723 | 6068.8073
8198 | 1840 | 725.5252 | 5394.4954
8199 | 2495 | 573.5044 | 6743.1193
8200 | 1500 | 563.3837 | 8091.7431
8201 | 2125 | 1053.3926 | 10114.6789
8202 | 1865 | 1622.2583 | 10788.9908
8203 | 1500 | 1290.3849 | 8766.055
8204 | 2500 | 1175.8948 | 7417.4312
8205 | 1495 | 1503.9731 | 6743.1193
8206 | 2860 | 1204.1484 | 5057.3394
8207 | 1640 | 894.4138 | 3371.5596
8208 | 2500 | 709.7117 | 2022.9358
8209 | 1495 | 504.1357 | 1685.7798
8210 | 2500 | 357.8077 | 1348.6239
8211 | 1495 | 333.7711 | 1348.6239
8212 | 995 | 292.4451 | 1348.6239
8213 | 1345 | 305.3067 | 2022.9358
8214 | 1155 | 299.6139 | 3371.5596
8215 | 655 | 571.6068 | 8428.8991
8216 | 1000 | 745.9774 | 14834.8624
8217 | 1340 | 598.5952 | 10114.6789
8218 | 995 | 769.1706 | 8428.8991
8219 | 1665 | 564.0163 | 6743.1193
8220 | 1500 | 791.9421 | 6743.1193
8221 | 2000 | 865.5278 | 6068.8073
8222 | 1330 | 569.4983 | 5394.4954
8223 | 1820 | 842.1237 | 6743.1193
8224 | 1500 | 720.4649 | 8091.7431
8225 | 1675 | 497.3885 | 10114.6789
8226 | 2000 | 1284.0594 | 10788.9908
8227 | 1995 | 1707.6515 | 8766.055
8228 | 1500 | 2192.1783 | 7417.4312
8229 | 2180 | 1954.3427 | 6743.1193
8230 | 1820 | 1113.2732 | 5057.3394
8231 | 1500 | 1012.6991 | 3371.5596
8232 | 1680 | 704.2296 | 2022.9358
8233 | 2305 | 656.9999 | 1685.7798
8234 | 1195 | 439.8273 | 1348.6239
8235 | 1795 | 301.7223 | 1348.6239
8236 | 985 | 310.5779 | 1348.6239
8237 | 500 | 302.144 | 2022.9358
8238 | 995 | 426.333 | 3371.5596
8239 | 225 | 426.5439 | 8428.8991
8240 | 1000 | 651.5178 | 14834.8624
8241 | 1000 | 802.6953 | 10114.6789
8242 | 1500 | 934.6856 | 8428.8991
8243 | 1500 | 620.5233 | 6743.1193
8244 | 1500 | 781.6106 | 6743.1193
8245 | 1500 | 501.3946 | 6068.8073
8246 | 1745 | 481.7858 | 5394.4954
8247 | 1495 | 492.3282 | 6743.1193
8248 | 1240 | 723.6276 | 8091.7431
8249 | 1495 | 886.1908 | 10114.6789
8250 | 1525 | 706.3381 | 10788.9908
8251 | 525 | 1579.6672 | 8766.055
8252 | 2210 | 1822.5632 | 7417.4312
8253 | 1500 | 1799.5808 | 6743.1193
8254 | 2500 | 1436.502 | 5057.3394
8255 | 2265 | 905.167 | 3371.5596
8256 | 1960 | 1068.3628 | 2022.9358
8257 | 2480 | 822.3041 | 1685.7798
8258 | 1495 | 457.5384 | 1348.6239
8259 | 1565 | 295.3969 | 1348.6239
8260 | 1210 | 308.0478 | 1348.6239
8261 | 1205 | 292.0234 | 2022.9358
8262 | 1285 | 417.4775 | 3371.5596
8263 | 695 | 515.9431 | 8428.8991
8264 | 800 | 764.3211 | 14834.8624
8265 | 995 | 722.3625 | 10114.6789
8266 | 1500 | 706.1273 | 8428.8991
8267 | 995 | 451.4239 | 6743.1193
8268 | 1495 | 691.7897 | 6743.1193
8269 | 1495 | 785.6167 | 6068.8073
8270 | 1825 | 934.4748 | 5394.4954
8271 | 1675 | 557.9017 | 6743.1193
8272 | 1670 | 851.6118 | 8091.7431
8273 | 1825 | 697.6934 | 10114.6789
8274 | 2000 | 792.3638 | 10788.9908
8275 | 2000 | 1367.5549 | 8766.055
8276 | 1500 | 1834.3706 | 7417.4312
8277 | 2330 | 1804.852 | 6743.1193
8278 | 1665 | 1319.4818 | 5057.3394
8279 | 1500 | 1075.5316 | 3371.5596
8280 | 1835 | 924.1433 | 2022.9358
8281 | 2125 | 646.2467 | 1685.7798
8282 | 1490 | 415.369 | 1348.6239
8283 | 1500 | 367.7175 | 1348.6239
8284 | 1490 | 355.6992 | 1348.6239
8285 | 1500 | 378.049 | 2022.9358
8286 | 1000 | 358.0185 | 3371.5596
8287 | 1495 | 537.2387 | 8428.8991
8288 | 1000 | 650.2528 | 14834.8624
8289 | 1490 | 802.4844 | 10114.6789
8290 | 1910 | 787.3034 | 8428.8991
8291 | 1500 | 688.627 | 6743.1193
8292 | 2000 | 798.0566 | 6743.1193
8293 | 1575 | 518.4733 | 6068.8073
8294 | 1500 | 649.1985 | 5394.4954
8295 | 1500 | 939.3243 | 6743.1193
8296 | 1925 | 775.9177 | 8091.7431
8297 | 2000 | 465.5506 | 10114.6789
8298 | 1135 | 646.2467 | 10788.9908
8299 | 1500 | 1288.0655 | 8766.055
8300 | 1930 | 1282.5835 | 7417.4312
8301 | 2435 | 1126.3457 | 6743.1193
8302 | 1555 | 896.7331 | 5057.3394
8303 | 1495 | 782.2431 | 3371.5596
8304 | 2450 | 572.4501 | 2022.9358
8305 | 1540 | 326.8132 | 1685.7798
8306 | 1500 | 315.4274 | 1348.6239
8307 | 1960 | 311.4213 | 1348.6239
8308 | 2025 | 308.0478 | 1348.6239
8309 | 1500 | 296.662 | 2022.9358
8310 | 1490 | 316.06 | 3371.5596
8311 | 985 | 497.1777 | 8428.8991
8312 | 2000 | 631.9091 | 14834.8624
8313 | 1985 | 660.5843 | 10114.6789
8314 | 1495 | 582.5708 | 8428.8991
8315 | 1500 | 708.6574 | 6743.1193
8316 | 1500 | 797.4241 | 6743.1193
8317 | 1500 | 751.2486 | 6068.8073
8318 | 1020 | 623.686 | 5394.4954
8319 | 1500 | 556.4258 | 6743.1193
8320 | 2000 | 597.3301 | 8091.7431
8321 | 1500 | 488.9547 | 10114.6789
8322 | 1920 | 702.1212 | 10788.9908
8323 | 1495 | 1160.7138 | 8766.055
8324 | 1500 | 1148.4847 | 7417.4312
8325 | 1540 | 967.9995 | 6743.1193
8326 | 1545 | 1099.3573 | 5057.3394
8327 | 2405 | 604.7098 | 3371.5596
8328 | 1500 | 738.176 | 2022.9358
8329 | 1545 | 639.4996 | 1685.7798
8330 | 1980 | 333.3494 | 1348.6239
8331 | 1890 | 324.7047 | 1348.6239
8332 | 1090 | 326.8132 | 1348.6239
8333 | 1455 | 320.6986 | 2022.9358
8334 | 1495 | 337.9881 | 3371.5596
8335 | 1640 | 329.765 | 8428.8991
8336 | 1500 | 391.9649 | 14834.8624
8337 | 1500 | 800.5868 | 10114.6789
8338 | 1850 | 1094.5078 | 8428.8991
8339 | 1495 | 604.4989 | 6743.1193
8340 | 1350 | 1008.0605 | 6743.1193
8341 | 1495 | 1389.2722 | 6068.8073
8342 | 1310 | 1042.6394 | 5394.4954
8343 | 1500 | 774.0201 | 6743.1193
8344 | 2340 | 1027.4584 | 8091.7431
8345 | 1500 | 1592.7397 | 10114.6789
8346 | 1500 | 1318.4275 | 10788.9908
8347 | 2000 | 1481.8341 | 8766.055
8348 | 2000 | 1289.7523 | 7417.4312
8349 | 1495 | 930.6795 | 6743.1193
8350 | 2500 | 914.4443 | 5057.3394
8351 | 1500 | 932.5772 | 3371.5596
8352 | 2500 | 729.7422 | 2022.9358
8353 | 1830 | 549.0461 | 1685.7798
8354 | 2160 | 429.4957 | 1348.6239
8355 | 1400 | 475.8821 | 1348.6239
8356 | 1495 | 373.4104 | 1348.6239
8357 | 1220 | 308.0478 | 2022.9358
8358 | 1280 | 324.7047 | 3371.5596
8359 | 1495 | 347.2653 | 8428.8991
8360 | 1500 | 358.8619 | 14834.8624
8361 | 1285 | 435.8212 | 10114.6789
8362 | 1500 | 577.7213 | 8428.8991
8363 | 2000 | 881.763 | 6743.1193
8364 | 1205 | 781.6106 | 6743.1193
8365 | 1500 | 718.3564 | 6068.8073
8366 | 1495 | 765.5862 | 5394.4954
8367 | 1500 | 949.6558 | 6743.1193
8368 | 1800 | 945.6497 | 8091.7431
8369 | 2200 | 1489.8463 | 10114.6789
8370 | 1495 | 2143.4726 | 10788.9908
8371 | 1500 | 2534.5942 | 8766.055
8372 | 2305 | 2552.727 | 7417.4312
8373 | 1690 | 2522.7867 | 6743.1193
8374 | 1500 | 1246.3178 | 5057.3394
8375 | 1500 | 1394.7542 | 3371.5596
8376 | 1500 | 1082.0678 | 2022.9358
8377 | 1810 | 732.9049 | 1685.7798
8378 | 1685 | 434.7669 | 1348.6239
8379 | 1500 | 328.9216 | 1348.6239
8380 | 1265 | 331.8735 | 1348.6239
8381 | 1450 | 332.9277 | 2022.9358
8382 | 1050 | 324.7047 | 3371.5596
8383 | 995 | 672.6026 | 8428.8991
8384 | 1495 | 623.8969 | 14834.8624
8385 | 1500 | 537.6604 | 10114.6789
8386 | 1060 | 527.5397 | 8428.8991
8387 | 2000 | 671.5483 | 6743.1193
8388 | 1930 | 702.5429 | 6743.1193
8389 | 1500 | 839.1719 | 6068.8073
8390 | 1500 | 995.6205 | 5394.4954
8391 | 2500 | 1186.2263 | 6743.1193
8392 | 1925 | 880.9196 | 8091.7431
8393 | 1570 | 714.772 | 10114.6789
8394 | 2425 | 901.1609 | 10788.9908
8395 | 1575 | 1622.4692 | 8766.055
8396 | 1500 | 1763.9477 | 7417.4312
8397 | 2500 | 1415.6281 | 6743.1193
8398 | 1495 | 1278.7883 | 5057.3394
8399 | 2080 | 1311.0479 | 3371.5596
8400 | 1920 | 805.4363 | 2022.9358
8401 | 1580 | 717.9347 | 1685.7798
8402 | 2410 | 603.2338 | 1348.6239
8403 | 1495 | 537.2387 | 1348.6239
8404 | 1900 | 401.2422 | 1348.6239
8405 | 1695 | 409.4653 | 2022.9358
8406 | 1855 | 405.0375 | 3371.5596
8407 | 1500 | 648.9877 | 8428.8991
8408 | 1495 | 986.7649 | 14834.8624
8409 | 1500 | 705.2839 | 10114.6789
8410 | 1265 | 702.332 | 8428.8991
8411 | 1885 | 765.1645 | 6743.1193
8412 | 2115 | 453.3215 | 6743.1193
8413 | 1500 | 543.3532 | 6068.8073
8414 | 1495 | 599.4386 | 5394.4954
8415 | 2390 | 595.0108 | 6743.1193
8416 | 1610 | 587.842 | 8091.7431
8417 | 1500 | 516.3648 | 10114.6789
8418 | 2390 | 888.0884 | 10788.9908
8419 | 1605 | 1220.5944 | 8766.055
8420 | 1500 | 2357.2717 | 7417.4312
8421 | 2000 | 1607.2882 | 6743.1193
8422 | 2000 | 1036.1031 | 5057.3394
8423 | 2000 | 1155.8643 | 3371.5596
8424 | 2100 | 916.7636 | 2022.9358
8425 | 2295 | 766.8513 | 1685.7798
8426 | 1690 | 348.9521 | 1348.6239
8427 | 1400 | 400.8205 | 1348.6239
8428 | 1590 | 465.3398 | 1348.6239
8429 | 1410 | 354.4341 | 2022.9358
8430 | 1410 | 350.0064 | 3371.5596
8431 | 1500 | 574.1369 | 8428.8991
8432 | 1000 | 589.9505 | 14834.8624
8433 | 1000 | 519.1058 | 10114.6789
8434 | 1500 | 674.2893 | 8428.8991
8435 | 2075 | 574.3478 | 6743.1193
8436 | 1500 | 609.1376 | 6743.1193
8437 | 1495 | 470.1893 | 6068.8073
8438 | 2430 | 534.2868 | 5394.4954
8439 | 1570 | 366.4524 | 6743.1193
8440 | 1500 | 576.4562 | 8091.7431
8441 | 2430 | 591.4264 | 10114.6789
8442 | 1565 | 580.884 | 10788.9908
8443 | 1500 | 777.6045 | 8766.055
8444 | 2435 | 1376.6214 | 7417.4312
8445 | 1565 | 1026.4042 | 6743.1193
8446 | 1500 | 1181.166 | 5057.3394
8447 | 1935 | 893.7813 | 3371.5596
8448 | 2060 | 747.0316 | 2022.9358
8449 | 1495 | 517.6299 | 1685.7798
8450 | 2500 | 317.1142 | 1348.6239
8451 | 1995 | 323.6505 | 1348.6239
8452 | 1050 | 321.3311 | 1348.6239
8453 | 1450 | 315.8491 | 2022.9358
8454 | 550 | 328.4999 | 3371.5596
8455 | 950 | 558.9559 | 8428.8991
8456 | 995 | 828.4186 | 14834.8624
8457 | 1500 | 748.0859 | 10114.6789
8458 | 1040 | 1035.6814 | 8428.8991
8459 | 1495 | 1051.0733 | 6743.1193
8460 | 1460 | 1271.4086 | 6743.1193
8461 | 1960 | 935.7399 | 6068.8073
8462 | 1500 | 1101.2549 | 5394.4954
8463 | 2035 | 471.876 | 6743.1193
8464 | 1500 | 388.8022 | 8091.7431
8465 | 1495 | 567.6007 | 10114.6789
8466 | 1500 | 585.9444 | 10788.9908
8467 | 1970 | 1191.0758 | 8766.055
8468 | 1530 | 1079.3268 | 7417.4312
8469 | 1525 | 1303.6682 | 6743.1193
8470 | 1495 | 1187.2806 | 5057.3394
8471 | 1975 | 1023.4523 | 3371.5596
8472 | 2000 | 737.7543 | 2022.9358
8473 | 1520 | 469.9784 | 1685.7798
8474 | 1495 | 456.4842 | 1348.6239
8475 | 1480 | 314.1623 | 1348.6239
8476 | 1520 | 319.0118 | 1348.6239
8477 | 1475 | 310.3671 | 2022.9358
8478 | 985 | 314.584 | 3371.5596
8479 | 1000 | 524.5878 | 8428.8991
8480 | 1000 | 937.2158 | 14834.8624
8481 | 1000 | 768.538 | 10114.6789
8482 | 1500 | 500.7621 | 8428.8991
8483 | 1000 | 678.5063 | 6743.1193
8484 | 1000 | 611.4569 | 6743.1193
8485 | 1500 | 879.2328 | 6068.8073
8486 | 750 | 823.5692 | 5394.4954
8487 | 750 | 632.7524 | 6743.1193
8488 | 1500 | 528.3831 | 8091.7431
8489 | 1000 | 581.5166 | 10114.6789
8490 | 1000 | 1359.3319 | 10788.9908
8491 | 1500 | 1500.5995 | 8766.055
8492 | 1500 | 1408.0376 | 7417.4312
8493 | 1000 | 1061.8265 | 6743.1193
8494 | 1500 | 1218.6968 | 5057.3394
8495 | 1500 | 1196.9795 | 3371.5596
8496 | 1500 | 883.4498 | 2022.9358
8497 | 1000 | 815.1353 | 1685.7798
8498 | 1500 | 548.4136 | 1348.6239
8499 | 1000 | 354.0124 | 1348.6239
8500 | 1360 | 348.1087 | 1348.6239
8501 | 1140 | 322.1745 | 2022.9358
8502 | 1500 | 330.3976 | 3371.5596
8503 | 1355 | 367.5067 | 8428.8991
8504 | 1145 | 700.0127 | 14834.8624
8505 | 1500 | 736.911 | 10114.6789
8506 | 1500 | 964.2042 | 8428.8991
8507 | 2350 | 825.8885 | 6743.1193
8508 | 1500 | 1046.8563 | 6743.1193
8509 | 1495 | 810.7075 | 6068.8073
8510 | 2000 | 983.813 | 5394.4954
8511 | 2500 | 936.7941 | 6743.1193
8512 | 1495 | 995.1988 | 8091.7431
8513 | 1500 | 830.3163 | 10114.6789
8514 | 1500 | 1034.4164 | 10788.9908
8515 | 1660 | 1059.2963 | 8766.055
8516 | 2000 | 890.6186 | 7417.4312
8517 | 1835 | 1248.2154 | 6743.1193
8518 | 1500 | 949.4449 | 5057.3394
8519 | 1500 | 1349.0004 | 3371.5596
8520 | 1500 | 1267.8242 | 2022.9358
8521 | 1665 | 750.1943 | 1685.7798
8522 | 2000 | 421.2727 | 1348.6239
8523 | 1365 | 533.0217 | 1348.6239
8524 | 1815 | 482.6292 | 1348.6239
8525 | 1180 | 342.8375 | 2022.9358
8526 | 1320 | 341.5725 | 3371.5596
8527 | 1495 | 455.8516 | 8428.8991
8528 | 1500 | 614.1979 | 14834.8624
8529 | 1500 | 551.998 | 10114.6789
8530 | 1325 | 594.1674 | 8428.8991
8531 | 1500 | 608.9267 | 6743.1193
8532 | 2000 | 684.41 | 6743.1193
8533 | 1670 | 670.4941 | 6068.8073
8534 | 1500 | 518.6841 | 5394.4954
8535 | 1500 | 558.9559 | 6743.1193
8536 | 1500 | 639.4996 | 8091.7431
8537 | 1500 | 1484.786 | 10114.6789
8538 | 1500 | 2372.2418 | 10788.9908
8539 | 1830 | 2349.6812 | 8766.055
8540 | 1500 | 2524.8952 | 7417.4312
8541 | 2000 | 1522.3168 | 6743.1193
8542 | 1670 | 1138.364 | 5057.3394
8543 | 1500 | 963.15 | 3371.5596
8544 | 1495 | 642.0297 | 2022.9358
8545 | 1165 | 704.0188 | 1685.7798
8546 | 1335 | 403.7724 | 1348.6239
8547 | 1500 | 538.2929 | 1348.6239
8548 | 1000 | 374.2538 | 1348.6239
8549 | 500 | 485.3703 | 2022.9358
8550 | 835 | 484.1052 | 3371.5596
8551 | 1000 | 403.7724 | 8428.8991
8552 | 1000 | 786.0384 | 14834.8624
8553 | 1000 | 652.5721 | 10114.6789
8554 | 1500 | 825.6776 | 8428.8991
8555 | 1000 | 621.1558 | 6743.1193
8556 | 1155 | 753.1462 | 6743.1193
8557 | 1345 | 873.1183 | 6068.8073
8558 | 1500 | 1089.4475 | 5394.4954
8559 | 1150 | 1143.2135 | 6743.1193
8560 | 1350 | 1631.5356 | 8091.7431
8561 | 1145 | 1028.9343 | 10114.6789
8562 | 1355 | 1083.5438 | 10788.9908
8563 | 1145 | 1822.1415 | 8766.055
8564 | 1000 | 1591.2638 | 7417.4312
8565 | 995 | 1559.0042 | 6743.1193
8566 | 1000 | 1333.8194 | 5057.3394
8567 | 1500 | 1493.8524 | 3371.5596
8568 | 995 | 1071.5255 | 2022.9358
8569 | 1500 | 749.5618 | 1685.7798
8570 | 1500 | 807.5448 | 1348.6239
8571 | 1135 | 694.3198 | 1348.6239
8572 | 860 | 477.9906 | 1348.6239
8573 | 370 | 420.0076 | 2022.9358
8574 | 1500 | 391.3324 | 3371.5596
8575 | 0 | 389.2239 | 8428.8991
8576 | 1000 | 570.3417 | 14834.8624
8577 | 1125 | 801.6411 | 10114.6789
8578 | 1500 | 1008.4822 | 8428.8991
8579 | 1495 | 1483.0992 | 6743.1193
8580 | 1000 | 1350.898 | 6743.1193
8581 | 1500 | 797.0024 | 6068.8073
8582 | 1115 | 1183.2745 | 5394.4954
8583 | 1380 | 1326.8614 | 6743.1193
8584 | 1500 | 765.797 | 8091.7431
8585 | 1500 | 931.7338 | 10114.6789
8586 | 1500 | 1145.7437 | 10788.9908
8587 | 1385 | 959.7764 | 8766.055
8588 | 1110 | 760.5258 | 7417.4312
8589 | 1500 | 681.669 | 6743.1193
8590 | 1495 | 616.0955 | 5057.3394
8591 | 1895 | 609.9809 | 3371.5596
8592 | 1500 | 926.4626 | 2022.9358
8593 | 1500 | 907.0647 | 1685.7798
8594 | 1000 | 842.5454 | 1348.6239
8595 | 1500 | 563.1729 | 1348.6239
8596 | 1000 | 353.1691 | 1348.6239
8597 | 1000 | 339.8857 | 2022.9358
8598 | 0 | 353.5908 | 3371.5596
8599 | 190 | 403.9832 | 8428.8991
8600 | 810 | 379.9467 | 14834.8624
8601 | 1000 | 501.1838 | 10114.6789
8602 | 500 | 873.9616 | 8428.8991
8603 | 1500 | 1018.6028 | 6743.1193
8604 | 1000 | 1147.6413 | 6743.1193
8605 | 500 | 1197.1904 | 6068.8073
8606 | 1090 | 1046.8563 | 5394.4954
8607 | 995 | 903.9019 | 6743.1193
8608 | 1000 | 830.5271 | 8091.7431
8609 | 1000 | 800.5868 | 10114.6789
8610 | 1000 | 669.0182 | 10788.9908
8611 | 995 | 1332.1326 | 8766.055
8612 | 1000 | 1292.7042 | 7417.4312
8613 | 1500 | 809.0207 | 6743.1193
8614 | 575 | 784.7733 | 5057.3394
8615 | 1000 | 1001.9459 | 3371.5596
8616 | 920 | 570.9742 | 2022.9358
8617 | 1000 | 409.887 | 1685.7798
8618 | 575 | 391.5432 | 1348.6239
8619 | 925 | 341.1508 | 1348.6239
8620 | 995 | 348.1087 | 1348.6239
8621 | 575 | 339.464 | 2022.9358
8622 | 855 | 331.8735 | 3371.5596
8623 | 1000 | 361.1813 | 8428.8991
8624 | 1000 | 498.0211 | 14834.8624
8625 | 1000 | 592.0589 | 10114.6789
8626 | 1000 | 671.97 | 8428.8991
8627 | 1065 | 943.5412 | 6743.1193
8628 | 1000 | 685.0425 | 6743.1193
8629 | 1000 | 887.0342 | 6068.8073
8630 | 1435 | 745.134 | 5394.4954
8631 | 1065 | 616.5172 | 6743.1193
8632 | 1000 | 827.7861 | 8091.7431
8633 | 995 | 943.9629 | 10114.6789
8634 | 1000 | 935.529 | 10788.9908
8635 | 1440 | 1188.7565 | 8766.055
8636 | 1000 | 1393.4891 | 7417.4312
8637 | 1000 | 1322.6445 | 6743.1193
8638 | 1055 | 1143.2135 | 5057.3394
8639 | 1445 | 951.9751 | 3371.5596
8640 | 1050 | 817.8763 | 2022.9358
8641 | 1450 | 471.0326 | 1685.7798
8642 | 1500 | 408.2002 | 1348.6239
8643 | 1500 | 329.5542 | 1348.6239
8644 | 1455 | 346.6328 | 1348.6239
8645 | 1045 | 347.0545 | 2022.9358
8646 | 1540 | 407.5676 | 3371.5596
8647 | 1500 | 430.7608 | 8428.8991
8648 | 1495 | 582.1491 | 14834.8624
8649 | 1500 | 462.8096 | 10114.6789
8650 | 1465 | 1056.1336 | 8428.8991
8651 | 2000 | 742.1821 | 6743.1193
8652 | 1500 | 618.204 | 6743.1193
8653 | 1500 | 592.4806 | 6068.8073
8654 | 1030 | 704.0188 | 5394.4954
8655 | 1500 | 799.5326 | 6743.1193
8656 | 1495 | 706.549 | 8091.7431
8657 | 1030 | 530.2807 | 10114.6789
8658 | 1500 | 868.6905 | 10788.9908
8659 | 1500 | 811.5509 | 8766.055
8660 | 2445 | 1104.6285 | 7417.4312
8661 | 1555 | 1210.4738 | 6743.1193
8662 | 1970 | 807.3339 | 5057.3394
8663 | 1975 | 961.4632 | 3371.5596
8664 | 2020 | 522.4794 | 2022.9358
8665 | 1500 | 393.0192 | 1685.7798
8666 | 1980 | 412.8388 | 1348.6239
8667 | 2000 | 383.5311 | 1348.6239
8668 | 1520 | 349.7955 | 1348.6239
8669 | 1000 | 325.7589 | 2022.9358
8670 | 995 | 525.8529 | 3371.5596
8671 | 1000 | 366.8741 | 8428.8991
8672 | 1000 | 383.9527 | 14834.8624
8673 | 995 | 452.8998 | 10114.6789
8674 | 1005 | 1478.0389 | 8428.8991
8675 | 1495 | 1153.545 | 6743.1193
8676 | 1495 | 1351.5305 | 6743.1193
8677 | 1495 | 936.1616 | 6068.8073
8678 | 1000 | 719.6215 | 5394.4954
8679 | 1500 | 588.6854 | 6743.1193
8680 | 1500 | 479.4665 | 8091.7431
8681 | 1500 | 590.583 | 10114.6789
8682 | 1500 | 483.4726 | 10788.9908
8683 | 1500 | 564.8596 | 8766.055
8684 | 1500 | 1382.7359 | 7417.4312
8685 | 1495 | 1101.2549 | 6743.1193
8686 | 1495 | 1030.4103 | 5057.3394
8687 | 1500 | 910.6491 | 3371.5596
8688 | 1005 | 633.385 | 2022.9358
8689 | 1500 | 649.4094 | 1685.7798
8690 | 1495 | 426.7547 | 1348.6239
8691 | 1500 | 362.2355 | 1348.6239
8692 | 1500 | 331.4518 | 1348.6239
8693 | 510 | 316.2708 | 2022.9358
8694 | 990 | 326.1806 | 3371.5596
8695 | 510 | 337.7772 | 8428.8991
8696 | 500 | 340.3074 | 14834.8624
8697 | 1000 | 385.4287 | 10114.6789
8698 | 1000 | 580.4623 | 8428.8991
8699 | 1000 | 853.9312 | 6743.1193
8700 | 1000 | 971.1622 | 6743.1193
8701 | 1000 | 1480.9907 | 6068.8073
8702 | 1000 | 1690.7837 | 5394.4954
8703 | 1000 | 1637.6502 | 6743.1193
8704 | 1475 | 1306.6201 | 8091.7431
8705 | 1000 | 1394.3325 | 10114.6789
8706 | 995 | 1885.8173 | 10788.9908
8707 | 1500 | 2349.2595 | 8766.055
8708 | 1500 | 1372.4044 | 7417.4312
8709 | 1465 | 1156.9186 | 6743.1193
8710 | 1500 | 1052.9709 | 5057.3394
8711 | 1030 | 1246.3178 | 3371.5596
8712 | 2000 | 591.2155 | 2022.9358
8713 | 2035 | 406.3026 | 1685.7798
8714 | 1965 | 340.7291 | 1348.6239
8715 | 1495 | 327.2349 | 1348.6239
8716 | 1000 | 312.6864 | 1348.6239
8717 | 540 | 322.5962 | 2022.9358
8718 | 955 | 309.102 | 3371.5596
8719 | 500 | 364.9765 | 8428.8991
8720 | 545 | 574.9803 | 14834.8624
8721 | 1000 | 762.8452 | 10114.6789
8722 | 1450 | 716.8805 | 8428.8991
8723 | 1000 | 809.6532 | 6743.1193
8724 | 1050 | 739.652 | 6743.1193
8725 | 1500 | 703.3863 | 6068.8073
8726 | 1500 | 574.5586 | 5394.4954
8727 | 1500 | 751.6703 | 6743.1193
8728 | 1000 | 795.5265 | 8091.7431
8729 | 1500 | 667.7531 | 10114.6789
8730 | 1500 | 850.3468 | 10788.9908
8731 | 1945 | 1444.0925 | 8766.055
8732 | 1500 | 1313.5781 | 7417.4312
8733 | 1940 | 1835.0032 | 6743.1193
8734 | 1055 | 1108.4237 | 5057.3394
8735 | 1500 | 1128.6651 | 3371.5596
8736 | 1560 | 893.5704 | 2022.9358
8737 | 2000 | 668.1748 | 1685.7798
8738 | 1500 | 498.0211 | 1348.6239
8739 | 1500 | 470.8218 | 1348.6239
8740 | 1435 | 444.4659 | 1348.6239
8741 | 1065 | 464.4964 | 2022.9358
8742 | 1435 | 386.4829 | 3371.5596
8743 | 995 | 423.592 | 8428.8991
8744 | 1000 | 424.2246 | 14834.8624
8745 | 1500 | 892.3053 | 10114.6789
8746 | 1495 | 1079.7485 | 8428.8991
8747 | 1500 | 658.6866 | 6743.1193
8748 | 1575 | 652.9938 | 6743.1193
8749 | 2350 | 423.592 | 6068.8073
8750 | 1500 | 873.7508 | 5394.4954
8751 | 1495 | 789.6228 | 6743.1193
8752 | 1155 | 808.1773 | 8091.7431
8753 | 2000 | 1078.0617 | 10114.6789
8754 | 1920 | 1261.2879 | 10788.9908
8755 | 1495 | 1171.6779 | 8766.055
8756 | 1500 | 1160.2921 | 7417.4312
8757 | 1500 | 1087.1282 | 6743.1193
8758 | 1500 | 984.0239 | 5057.3394
8759 | 1500 | 862.1542 | 3371.5596
8760 | 1495 | 619.4691 | 2022.9358
Note on A3: Rev: - Entry must match an EC listed in "Energy Carriers" sheet
Note on A4: Rev: indicate only one hub ID per column
Note on A5: Rev: Must be consecutive hours; establishes the number of time periods in the model

## Energy Converters
Energy Converters
Process name --> | Heat pump | Solar PV | CHP unit | Water purifier
Capacity (kW)
Investment cost (CHF/kW) | 2270 | 325 | 2870 | 3.56e-07
Fixed O&M cost (CHF/kW) | 0 | 0 | 0
Variable O&M cost (CHF/kWh) | 0.1 | 0.06 | 0.021 | 0.8
Input energy carrier | elc | solar | gas | elc
Output energy carrier | heat | elc | elc, heat | drinking_water
Efficiency (%) | 320 | 17 | 30 | 99.984
Fixed input share
Fixed output share |  |  | 0.37,0.63
Lifetime (years) | 20 | 25 | 20 | 20
Minimum load (%)
Solar specific power (kW/m2) |  | 0.2
Maximum capacity (kW) | 100000 | 2500 | 100000 | 400
Minimum capacity (kW)
Maximum output (kWh)
Minimum output (kWh)
CO2 investment (kg-CO2/kW)
Maximum capacity factor (%)
Minimum capacity factor (%)
Hubs | 1 | 1 | 1
Note on A3: Rev: - at least one technology must be provided - input values apply to each hub where technology is present
Note on A4: Rev: - pre-installed capacity (if any) - for multi-output techs with fixed output shares, capacity is defined with respect to first-listed output energy carrier
Note on E4: Rev: L/h
Note on A5: Rev: Does not apply to pre-installed capacities
Note on E5: Rev: CHF/Lh
Note on A7: Rev: Applied to the total energy output of a process
Note on E7: Rev: CHF/L
Note on A8: Rev: - required - separate multiple values with commas
Note on A9: Rev: - required - separate multiple values with commas
Note on A10: Rev: - for multi-output techs with fixed output shares, efficiency is defined with respect to first-listed output energy carrier
Note on A11: Rev: - insert values only if fixed input shares are required - comma separated values - must sum to one - must be equal to the number of input energy carriers - assumed to apply to ECs in the same order as provided in "Input energy carrier"
Note on A12: Rev: - insert values only if fixed output shares are required - comma separated values - must sum to one - must be equal to the number of output energy carriers - assumed to apply to ECs in the same order as provided in "Output energy carrier"
Note on A13: Rev: Required
Note on A14: Rev: Minimum load applies to first-listed output EC only for multi-output techs with fixed output shares. (Otherwise, minimum load applies to total output.)
Note on A15: Rev: Insert value for solar panel technologies only
Note on A16: Rev: Insert value only if max cap is imposed
Note on E16: Rev: L/h
Note on A17: Rev: Insert value only if minimum cap is imposed
Note on A18: Rev: - insert value only if max operation is imposed - total output over modeling horizon - applies to first-listed output EC only for multi-output techs with fixed output shares. Otherwise, applies to total output.
Note on A19: Rev: - insert value only if minimum operation is imposed - total output over modeling horizon - applies to first-listed output EC only for multi-output techs with fixed output shares. Otherwise, applies to total output.
Note on A20: Rev: Does not apply to pre-installed capacities
Note on A21: Rev: 100% unless otherwise specified
Note on A22: Rev: 0% unless otherwise specified
Note on A23: Rev: - required - comma separated values for multiple hubs

## Storage
Storage
Storage name --> | Battery | Hot water tank | Drinking water tank
Stored energy carrier | elc | heat | drinking_water
Capacity (kWh)
Investment cost (CHF/kWh) | 430 | 40 | 10
Fixed O&M cost (CHF/kWh) | 0 | 0 | 0
Lifetime (years) | 20 | 20 | 20
Charging efficiency (%) | 90 | 90 | 100
Discharging efficiency (%) | 90 | 90 | 100
Maximum charging rate (%) | 30 | 25 | 30
Maximum discharging rate (%) | 30 | 25 | 30
Standby loss (%/hour) | 0.01 | 0.1 | 0
Minimum SoC (%) | 0 | 0 | 0
Maximum capacity (kWh) | 100000 | 100000 | 100000
Minimum capacity (kWh) | 0 | 0
CO2 investment (kg-CO2/kWh)
Hubs | 1 | 1 | 1
Note on A4: Rev: Required
Note on A5: Rev: pre-installed capacity (if any)
Note on D5: Rev: L
Note on A6: Rev: Does not apply to pre-installed capacities
Note on D6: Rev: CHF/L
Note on A8: Rev: Required
Note on A11: Rev: i.e., in each hour: stored energy <= charging rate * storage capacity
Note on A12: Rev: i.e., in each hour: discharged energy <= discharging rate * storage capacity
Note on A15: Rev: - per hub - insert value only if maxcap is imposed
Note on A16: Rev: - per hub - insert value only if minimum cap is imposed
Note on A17: Rev: Does not apply to pre-installed capacities
Note on A18: Rev: Required

## Network
Network Data
Node 1
Node 2
Length (m)
Energy carrier
Network loss (%/m)
Installed capacity (kW)
Maximum capacity (kW)
Minimum capacity (kW)
Investment cost (CHF/kW/m)
Variable O&M cost (CHF/kWh)
Fixed O&M cost (CHF/kW)
Lifetime (years)
CO2 investment (kg-CO2/kW/m)
Uni-directional flow? (Y)
Note on A7: Rev: total loss for network connection = loss/100 * length
Note on A11: Rev: Does not apply to pre-installed capacities
Note on A15: Rev: Does not apply to pre-installed capacities
Note on A16: Rev: - default: assumes bi-direction flow is possible - indicate "Y" only if uni-directional flow is enforced from Node 1 to 2

## Solar Profile
Solar Irradiation
Solar energy carrier: | solar
Hour | Irradiation (kW/m2)
1 | 0
2 | 0
3 | 0
4 | 0
5 | 0
6 | 0
7 | 0
8 | 0
9 | 0.027333
10 | 0.15236
11 | 0.24855
12 | 0.32184
13 | 0.31212
14 | 0.23973
15 | 0.16479
16 | 0.08744
17 | 0.0055794
18 | 0
19 | 0
20 | 0
21 | 0
22 | 0
23 | 0
24 | 0
25 | 0
26 | 0
27 | 0
28 | 0
29 | 0
30 | 0
31 | 0
32 | 0
33 | 0.085218
34 | 0.47721
35 | 0.71381
36 | 0.84829
37 | 0.86559
38 | 0.80986
39 | 0.64947
40 | 0.31749
41 | 0.024867
42 | 0
43 | 0
44 | 0
45 | 0
46 | 0
47 | 0
48 | 0
49 | 0
50 | 0
51 | 0
52 | 0
53 | 0
54 | 0
55 | 0
56 | 0
57 | 0.0050881
58 | 0.024557
59 | 0.043888
60 | 0.060199
61 | 0.058212
62 | 0.056683
63 | 0.054014
64 | 0.027813
65 | 0.0030314
66 | 0
67 | 0
68 | 0
69 | 0
70 | 0
71 | 0
72 | 0
73 | 0
74 | 0
75 | 0
76 | 0
77 | 0
78 | 0
79 | 0
80 | 0
81 | 0.0046226
82 | 0.023311
83 | 0.047645
84 | 0.066139
85 | 0.062362
86 | 0.061573
87 | 0.093348
88 | 0.09637
89 | 0.0096422
90 | 0
91 | 0
92 | 0
93 | 0
94 | 0
95 | 0
96 | 0
97 | 0
98 | 0
99 | 0
100 | 0
101 | 0
102 | 0
103 | 0
104 | 0
105 | 0.042756
106 | 0.24766
107 | 0.37686
108 | 0.4464
109 | 0.4656
110 | 0.43369
111 | 0.2462
112 | 0.12248
113 | 0.0089572
114 | 0
115 | 0
116 | 0
117 | 0
118 | 0
119 | 0
120 | 0
121 | 0
122 | 0
123 | 0
124 | 0
125 | 0
126 | 0
127 | 0
128 | 0
129 | 0.016361
130 | 0.085436
131 | 0.092021
132 | 0.097786
133 | 0.084852
134 | 0.078033
135 | 0.062279
136 | 0.032452
137 | 0.0052979
138 | 0
139 | 0
140 | 0
141 | 0
142 | 0
143 | 0
144 | 0
145 | 0
146 | 0
147 | 0
148 | 0
149 | 0
150 | 0
151 | 0
152 | 0
153 | 0.0050875
154 | 0.024555
155 | 0.042673
156 | 0.054468
157 | 0.056326
158 | 0.051729
159 | 0.041321
160 | 0.021185
161 | 0.0030258
162 | 0
163 | 0
164 | 0
165 | 0
166 | 0
167 | 0
168 | 0
169 | 0
170 | 0
171 | 0
172 | 0
173 | 0
174 | 0
175 | 0
176 | 0
177 | 0.0053979
178 | 0.027365
179 | 0.050355
180 | 0.059972
181 | 0.068605
182 | 0.059816
183 | 0.049073
184 | 0.027999
185 | 0.0040568
186 | 0
187 | 0
188 | 0
189 | 0
190 | 0
191 | 0
192 | 0
193 | 0
194 | 0
195 | 0
196 | 0
197 | 0
198 | 0
199 | 0
200 | 0
201 | 0.0032295
202 | 0.013984
203 | 0.025048
204 | 0.02925
205 | 0.12386
206 | 0.49509
207 | 0.45771
208 | 0.26359
209 | 0.027292
210 | 0
211 | 0
212 | 0
213 | 0
214 | 0
215 | 0
216 | 0
217 | 0
218 | 0
219 | 0
220 | 0
221 | 0
222 | 0
223 | 0
224 | 0
225 | 0.0061745
226 | 0.030687
227 | 0.053916
228 | 0.071887
229 | 0.078398
230 | 0.071459
231 | 0.064339
232 | 0.032264
233 | 0.0052941
234 | 0
235 | 0
236 | 0
237 | 0
238 | 0
239 | 0
240 | 0
241 | 0
242 | 0
243 | 0
244 | 0
245 | 0
246 | 0
247 | 0
248 | 0
249 | 0.04845
250 | 0.22445
251 | 0.40295
252 | 0.63365
253 | 0.42156
254 | 0.13762
255 | 0.19071
256 | 0.16308
257 | 0.017583
258 | 0
259 | 0
260 | 0
261 | 0
262 | 0
263 | 0
264 | 0
265 | 0
266 | 0
267 | 0
268 | 0
269 | 0
270 | 0
271 | 0
272 | 0
273 | 0.048426
274 | 0.29272
275 | 0.56058
276 | 0.71041
277 | 0.71197
278 | 0.6297
279 | 0.45478
280 | 0.18432
281 | 0.013583
282 | 0
283 | 0
284 | 0
285 | 0
286 | 0
287 | 0
288 | 0
289 | 0
290 | 0
291 | 0
292 | 0
293 | 0
294 | 0
295 | 0
296 | 0
297 | 0.0088657
298 | 0.054546
299 | 0.10579
300 | 0.12508
301 | 0.13361
302 | 0.10838
303 | 0.08018
304 | 0.052998
305 | 0.0075005
306 | 0
307 | 0
308 | 0
309 | 0
310 | 0
311 | 0
312 | 0
313 | 0
314 | 0
315 | 0
316 | 0
317 | 0
318 | 0
319 | 0
320 | 0
321 | 0.07391
322 | 0.41183
323 | 0.74673
324 | 0.90184
325 | 0.94479
326 | 0.90336
327 | 0.7202
328 | 0.3737
329 | 0.043435
330 | 0
331 | 0
332 | 0
333 | 0
334 | 0
335 | 0
336 | 0
337 | 0
338 | 0
339 | 0
340 | 0
341 | 0
342 | 0
343 | 0
344 | 0
345 | 0.068629
346 | 0.39366
347 | 0.69328
348 | 0.84861
349 | 0.87413
350 | 0.8194
351 | 0.67273
352 | 0.35437
353 | 0.041779
354 | 0
355 | 0
356 | 0
357 | 0
358 | 0
359 | 0
360 | 0
361 | 0
362 | 0
363 | 0
364 | 0
365 | 0
366 | 0
367 | 0
368 | 0
369 | 0.073834
370 | 0.4101
371 | 0.7346
372 | 0.88917
373 | 0.93808
374 | 0.88837
375 | 0.72264
376 | 0.39349
377 | 0.052059
378 | 0
379 | 0
380 | 0
381 | 0
382 | 0
383 | 0
384 | 0
385 | 0
386 | 0
387 | 0
388 | 0
389 | 0
390 | 0
391 | 0
392 | 0
393 | 0.007572
394 | 0.040109
395 | 0.071682
396 | 0.10333
397 | 0.12582
398 | 0.11954
399 | 0.085621
400 | 0.051765
401 | 0.011961
402 | 0
403 | 0
404 | 0
405 | 0
406 | 0
407 | 0
408 | 0
409 | 0
410 | 0
411 | 0
412 | 0
413 | 0
414 | 0
415 | 0
416 | 0
417 | 0.0033824
418 | 0.012023
419 | 0.021065
420 | 0.026353
421 | 0.027653
422 | 0.025577
423 | 0.020341
424 | 0.01259
425 | 0.0039456
426 | 0
427 | 0
428 | 0
429 | 0
430 | 0
431 | 0
432 | 0
433 | 0
434 | 0
435 | 0
436 | 0
437 | 0
438 | 0
439 | 0
440 | 0
441 | 0.0033823
442 | 0.011868
443 | 0.020289
444 | 0.02568
445 | 0.027757
446 | 0.026199
447 | 0.020393
448 | 0.01259
449 | 0.0039454
450 | 0
451 | 0
452 | 0
453 | 0
454 | 0
455 | 0
456 | 0
457 | 0
458 | 0
459 | 0
460 | 0
461 | 0
462 | 0
463 | 0
464 | 0
465 | 0.0057021
466 | 0.02553
467 | 0.045061
468 | 0.062161
469 | 0.073029
470 | 0.072776
471 | 0.056689
472 | 0.033434
473 | 0.01216
474 | 0
475 | 0
476 | 0
477 | 0
478 | 0
479 | 0
480 | 0
481 | 0
482 | 0
483 | 0
484 | 0
485 | 0
486 | 0
487 | 0
488 | 0
489 | 0.0077153
490 | 0.035131
491 | 0.061754
492 | 0.074189
493 | 0.093743
494 | 0.092626
495 | 0.073879
496 | 0.043425
497 | 0.013405
498 | 0
499 | 0
500 | 0
501 | 0
502 | 0
503 | 0
504 | 0
505 | 0
506 | 0
507 | 0
508 | 0
509 | 0
510 | 0
511 | 0
512 | 0
513 | 0.042726
514 | 0.10105
515 | 0.24665
516 | 0.22154
517 | 0.2793
518 | 0.72129
519 | 0.56693
520 | 0.41745
521 | 0.16127
522 | 0
523 | 0
524 | 0
525 | 0
526 | 0
527 | 0
528 | 0
529 | 0
530 | 0
531 | 0
532 | 0
533 | 0
534 | 0
535 | 0
536 | 0
537 | 0.018737
538 | 0.10556
539 | 0.18134
540 | 0.34035
541 | 0.46758
542 | 0.7639
543 | 0.70587
544 | 0.48038
545 | 0.13865
546 | 0
547 | 0
548 | 0
549 | 0
550 | 0
551 | 0
552 | 0
553 | 0
554 | 0
555 | 0
556 | 0
557 | 0
558 | 0
559 | 0
560 | 0
561 | 0.027587
562 | 0.12559
563 | 0.14468
564 | 0.1915
565 | 0.17967
566 | 0.13515
567 | 0.089592
568 | 0.034818
569 | 0.0066217
570 | 0
571 | 0
572 | 0
573 | 0
574 | 0
575 | 0
576 | 0
577 | 0
578 | 0
579 | 0
580 | 0
581 | 0
582 | 0
583 | 0
584 | 0
585 | 0.0086415
586 | 0.036706
587 | 0.066243
588 | 0.084293
589 | 0.079967
590 | 0.073319
591 | 0.049968
592 | 0.029415
593 | 0.010024
594 | 0
595 | 0
596 | 0
597 | 0
598 | 0
599 | 0
600 | 0
601 | 0
602 | 0
603 | 0
604 | 0
605 | 0
606 | 0
607 | 0
608 | 0
609 | 0.004613
610 | 0.012539
611 | 0.061755
612 | 0.28603
613 | 0.4264
614 | 0.62384
615 | 0.68027
616 | 0.58185
617 | 0.28561
618 | 0
619 | 0
620 | 0
621 | 0
622 | 0
623 | 0
624 | 0
625 | 0
626 | 0
627 | 0
628 | 0
629 | 0
630 | 0
631 | 0
632 | 0
633 | 0.0046129
634 | 0.012694
635 | 0.021742
636 | 0.02978
637 | 0.12052
638 | 0.45011
639 | 0.41154
640 | 0.31092
641 | 0.14996
642 | 0
643 | 0
644 | 0
645 | 0
646 | 0
647 | 0
648 | 0
649 | 0
650 | 0
651 | 0
652 | 0
653 | 0
654 | 0
655 | 0
656 | 0
657 | 0.081229
658 | 0.40816
659 | 0.70555
660 | 0.85046
661 | 0.90558
662 | 0.86891
663 | 0.73518
664 | 0.52356
665 | 0.24272
666 | 0.01294
667 | 0
668 | 0
669 | 0
670 | 0
671 | 0
672 | 0
673 | 0
674 | 0
675 | 0
676 | 0
677 | 0
678 | 0
679 | 0
680 | 0
681 | 0.0080168
682 | 0.032433
683 | 0.054268
684 | 0.065658
685 | 0.064068
686 | 0.062371
687 | 0.052927
688 | 0.035704
689 | 0.01478
690 | 0.0010277
691 | 0
692 | 0
693 | 0
694 | 0
695 | 0
696 | 0
697 | 0
698 | 0
699 | 0
700 | 0
701 | 0
702 | 0
703 | 0
704 | 0
705 | 0.0055388
706 | 0.017805
707 | 0.028732
708 | 0.035852
709 | 0.039599
710 | 0.03923
711 | 0.032105
712 | 0.020648
713 | 0.00878
714 | 0.00061473
715 | 0
716 | 0
717 | 0
718 | 0
719 | 0
720 | 0
721 | 0
722 | 0
723 | 0
724 | 0
725 | 0
726 | 0
727 | 0
728 | 0
729 | 0.012366
730 | 0.05252
731 | 0.08854
732 | 0.11159
733 | 0.10286
734 | 0.080443
735 | 0.057721
736 | 0.037523
737 | 0.01628
738 | 0.0012855
739 | 0
740 | 0
741 | 0
742 | 0
743 | 0
744 | 0
745 | 0
746 | 0
747 | 0
748 | 0
749 | 0
750 | 0
751 | 0
752 | 0
753 | 0.046554
754 | 0.31184
755 | 0.69407
756 | 0.7664
757 | 0.29418
758 | 0.12767
759 | 0.15332
760 | 0.05834
761 | 0.0094056
762 | 0.00061448
763 | 0
764 | 0
765 | 0
766 | 0
767 | 0
768 | 0
769 | 0
770 | 0
771 | 0
772 | 0
773 | 0
774 | 0
775 | 0
776 | 0
777 | 0.090965
778 | 0.41599
779 | 0.69748
780 | 0.85052
781 | 0.91319
782 | 0.85894
783 | 0.72572
784 | 0.52117
785 | 0.254
786 | 0.014604
787 | 0
788 | 0
789 | 0
790 | 0
791 | 0
792 | 0
793 | 0
794 | 0
795 | 0
796 | 0
797 | 0
798 | 0
799 | 0
800 | 0.002751
801 | 0.14244
802 | 0.29315
803 | 0.43118
804 | 0.51713
805 | 0.52114
806 | 0.43861
807 | 0.40552
808 | 0.27983
809 | 0.10743
810 | 0.0064949
811 | 0
812 | 0
813 | 0
814 | 0
815 | 0
816 | 0
817 | 0
818 | 0
819 | 0
820 | 0
821 | 0
822 | 0
823 | 0
824 | 0.0028445
825 | 0.091573
826 | 0.14627
827 | 0.1727
828 | 0.16875
829 | 0.23649
830 | 0.48343
831 | 0.61072
832 | 0.57517
833 | 0.29019
834 | 0.017773
835 | 0
836 | 0
837 | 0
838 | 0
839 | 0
840 | 0
841 | 0
842 | 0
843 | 0
844 | 0
845 | 0
846 | 0
847 | 0
848 | 0.002836
849 | 0.047403
850 | 0.13058
851 | 0.20161
852 | 0.24037
853 | 0.25718
854 | 0.26302
855 | 0.21434
856 | 0.14116
857 | 0.042677
858 | 0.0026845
859 | 0
860 | 0
861 | 0
862 | 0
863 | 0
864 | 0
865 | 0
866 | 0
867 | 0
868 | 0
869 | 0
870 | 0
871 | 0
872 | 0.0033097
873 | 0.086664
874 | 0.18635
875 | 0.26108
876 | 0.32559
877 | 0.34856
878 | 0.35174
879 | 0.31457
880 | 0.22121
881 | 0.10682
882 | 0.0069204
883 | 0
884 | 0
885 | 0
886 | 0
887 | 0
888 | 0
889 | 0
890 | 0
891 | 0
892 | 0
893 | 0
894 | 0
895 | 0
896 | 0.0034361
897 | 0.10661
898 | 0.28509
899 | 0.45473
900 | 0.63481
901 | 0.66287
902 | 0.53015
903 | 0.48916
904 | 0.32808
905 | 0.11902
906 | 0.0072931
907 | 0
908 | 0
909 | 0
910 | 0
911 | 0
912 | 0
913 | 0
914 | 0
915 | 0
916 | 0
917 | 0
918 | 0
919 | 0
920 | 0.001233
921 | 0.012961
922 | 0.030807
923 | 0.04328
924 | 0.051729
925 | 0.052988
926 | 0.051627
927 | 0.043646
928 | 0.030702
929 | 0.014711
930 | 0.001743
931 | 0
932 | 0
933 | 0
934 | 0
935 | 0
936 | 0
937 | 0
938 | 0
939 | 0
940 | 0
941 | 0
942 | 0
943 | 0
944 | 0.0011292
945 | 0.011409
946 | 0.026397
947 | 0.040941
948 | 0.054806
949 | 0.059405
950 | 0.0546
951 | 0.043543
952 | 0.029456
953 | 0.014452
954 | 0.0013834
955 | 0
956 | 0
957 | 0
958 | 0
959 | 0
960 | 0
961 | 0
962 | 0
963 | 0
964 | 0
965 | 0
966 | 0
967 | 0
968 | 0.0022696
969 | 0.023246
970 | 0.056506
971 | 0.086183
972 | 0.1041
973 | 0.11149
974 | 0.10639
975 | 0.089006
976 | 0.059612
977 | 0.027116
978 | 0.0026201
979 | 0
980 | 0
981 | 0
982 | 0
983 | 0
984 | 0
985 | 0
986 | 0
987 | 0
988 | 0
989 | 0
990 | 0
991 | 0
992 | 0.004487
993 | 0.054777
994 | 0.16277
995 | 0.2397
996 | 0.28036
997 | 0.277
998 | 0.2164
999 | 0.17081
1000 | 0.12338
1001 | 0.060088
1002 | 0.004328
1003 | 0
1004 | 0
1005 | 0
1006 | 0
1007 | 0
1008 | 0
1009 | 0
1010 | 0
1011 | 0
1012 | 0
1013 | 0
1014 | 0
1015 | 0
1016 | 0.0076548
1017 | 0.083907
1018 | 0.21225
1019 | 0.33248
1020 | 0.39665
1021 | 0.42977
1022 | 0.34693
1023 | 0.27156
1024 | 0.19484
1025 | 0.078207
1026 | 0.0052524
1027 | 0
1028 | 0
1029 | 0
1030 | 0
1031 | 0
1032 | 0
1033 | 0
1034 | 0
1035 | 0
1036 | 0
1037 | 0
1038 | 0
1039 | 0
1040 | 0.0065538
1041 | 0.060873
1042 | 0.19787
1043 | 0.19915
1044 | 0.17642
1045 | 0.30671
1046 | 0.48797
1047 | 0.66875
1048 | 0.61389
1049 | 0.28976
1050 | 0.028194
1051 | 0
1052 | 0
1053 | 0
1054 | 0
1055 | 0
1056 | 0
1057 | 0
1058 | 0
1059 | 0
1060 | 0
1061 | 0
1062 | 0
1063 | 0
1064 | 0.020787
1065 | 0.15266
1066 | 0.26394
1067 | 0.3833
1068 | 0.52029
1069 | 0.47719
1070 | 0.39995
1071 | 0.30404
1072 | 0.22483
1073 | 0.12741
1074 | 0.010657
1075 | 0
1076 | 0
1077 | 0
1078 | 0
1079 | 0
1080 | 0
1081 | 0
1082 | 0
1083 | 0
1084 | 0
1085 | 0
1086 | 0
1087 | 0
1088 | 0.032061
1089 | 0.24982
1090 | 0.48843
1091 | 0.69583
1092 | 0.85459
1093 | 0.91381
1094 | 0.90457
1095 | 0.78661
1096 | 0.56437
1097 | 0.25799
1098 | 0.020944
1099 | 0
1100 | 0
1101 | 0
1102 | 0
1103 | 0
1104 | 0
1105 | 0
1106 | 0
1107 | 0
1108 | 0
1109 | 0
1110 | 0
1111 | 0
1112 | 0.011308
1113 | 0.071051
1114 | 0.14161
1115 | 0.24585
1116 | 0.30831
1117 | 0.31397
1118 | 0.29547
1119 | 0.23615
1120 | 0.17288
1121 | 0.080091
1122 | 0.0081018
1123 | 0
1124 | 0
1125 | 0
1126 | 0
1127 | 0
1128 | 0
1129 | 0
1130 | 0
1131 | 0
1132 | 0
1133 | 0
1134 | 0
1135 | 0
1136 | 0.0028752
1137 | 0.017503
1138 | 0.039016
1139 | 0.055949
1140 | 0.066462
1141 | 0.067571
1142 | 0.06772
1143 | 0.060284
1144 | 0.043647
1145 | 0.023144
1146 | 0.0031796
1147 | 0
1148 | 0
1149 | 0
1150 | 0
1151 | 0
1152 | 0
1153 | 0
1154 | 0
1155 | 0
1156 | 0
1157 | 0
1158 | 0
1159 | 0
1160 | 0.002256
1161 | 0.01316
1162 | 0.028835
1163 | 0.042354
1164 | 0.051541
1165 | 0.055932
1166 | 0.057435
1167 | 0.049489
1168 | 0.033455
1169 | 0.016877
1170 | 0.0027157
1171 | 0
1172 | 0
1173 | 0
1174 | 0
1175 | 0
1176 | 0
1177 | 0
1178 | 0
1179 | 0
1180 | 0
1181 | 0
1182 | 0
1183 | 0
1184 | 0.0038034
1185 | 0.022788
1186 | 0.047299
1187 | 0.065016
1188 | 0.075975
1189 | 0.078819
1190 | 0.073393
1191 | 0.056528
1192 | 0.040835
1193 | 0.020654
1194 | 0.0034867
1195 | 0
1196 | 0
1197 | 0
1198 | 0
1199 | 0
1200 | 0
1201 | 0
1202 | 0
1203 | 0
1204 | 0
1205 | 0
1206 | 0
1207 | 0
1208 | 0.050889
1209 | 0.36094
1210 | 0.65323
1211 | 0.80149
1212 | 0.66194
1213 | 0.45885
1214 | 0.29601
1215 | 0.081418
1216 | 0.07313
1217 | 0.042365
1218 | 0.0070489
1219 | 0
1220 | 0
1221 | 0
1222 | 0
1223 | 0
1224 | 0
1225 | 0
1226 | 0
1227 | 0
1228 | 0
1229 | 0
1230 | 0
1231 | 0
1232 | 0.013612
1233 | 0.078908
1234 | 0.14751
1235 | 0.23677
1236 | 0.23097
1237 | 0.215
1238 | 0.19996
1239 | 0.14549
1240 | 0.094537
1241 | 0.0473
1242 | 0.0052951
1243 | 0
1244 | 0
1245 | 0
1246 | 0
1247 | 0
1248 | 0
1249 | 0
1250 | 0
1251 | 0
1252 | 0
1253 | 0
1254 | 0
1255 | 0
1256 | 0.0099418
1257 | 0.070482
1258 | 0.17903
1259 | 0.24561
1260 | 0.30722
1261 | 0.37116
1262 | 0.37364
1263 | 0.29894
1264 | 0.22242
1265 | 0.11551
1266 | 0.016918
1267 | 0
1268 | 0
1269 | 0
1270 | 0
1271 | 0
1272 | 0
1273 | 0
1274 | 0
1275 | 0
1276 | 0
1277 | 0
1278 | 0
1279 | 0
1280 | 0.024103
1281 | 0.17266
1282 | 0.41371
1283 | 0.50972
1284 | 0.65931
1285 | 0.78664
1286 | 0.77563
1287 | 0.60049
1288 | 0.41714
1289 | 0.1965
1290 | 0.021843
1291 | 0
1292 | 0
1293 | 0
1294 | 0
1295 | 0
1296 | 0
1297 | 0
1298 | 0
1299 | 0
1300 | 0
1301 | 0
1302 | 0
1303 | 0
1304 | 0.0082352
1305 | 0.048285
1306 | 0.093587
1307 | 0.13478
1308 | 0.12157
1309 | 0.14786
1310 | 0.21826
1311 | 0.2222
1312 | 0.27969
1313 | 0.15823
1314 | 0.019573
1315 | 0
1316 | 0
1317 | 0
1318 | 0
1319 | 0
1320 | 0
1321 | 0
1322 | 0
1323 | 0
1324 | 0
1325 | 0
1326 | 0
1327 | 0
1328 | 0.0036924
1329 | 0.018636
1330 | 0.04172
1331 | 0.054396
1332 | 0.042661
1333 | 0.13981
1334 | 0.5356
1335 | 0.51162
1336 | 0.39509
1337 | 0.2527
1338 | 0.06515
1339 | 0
1340 | 0
1341 | 0
1342 | 0
1343 | 0
1344 | 0
1345 | 0
1346 | 0
1347 | 0
1348 | 0
1349 | 0
1350 | 0
1351 | 0
1352 | 0.021649
1353 | 0.13976
1354 | 0.32025
1355 | 0.55874
1356 | 0.67309
1357 | 0.80563
1358 | 0.78394
1359 | 0.8267
1360 | 0.6438
1361 | 0.37724
1362 | 0.11374
1363 | 0
1364 | 0
1365 | 0
1366 | 0
1367 | 0
1368 | 0
1369 | 0
1370 | 0
1371 | 0
1372 | 0
1373 | 0
1374 | 0
1375 | 0
1376 | 0.039978
1377 | 0.26445
1378 | 0.57982
1379 | 0.77207
1380 | 0.78369
1381 | 0.71216
1382 | 0.62542
1383 | 0.57292
1384 | 0.38035
1385 | 0.18904
1386 | 0.05204
1387 | 0
1388 | 0
1389 | 0
1390 | 0
1391 | 0
1392 | 0
1393 | 0
1394 | 0
1395 | 0
1396 | 0
1397 | 0
1398 | 0
1399 | 0
1400 | 0.0036915
1401 | 0.016307
1402 | 0.026926
1403 | 0.034431
1404 | 0.0571
1405 | 0.17145
1406 | 0.56334
1407 | 0.54717
1408 | 0.427
1409 | 0.2333
1410 | 0.080792
1411 | 0
1412 | 0
1413 | 0
1414 | 0
1415 | 0
1416 | 0
1417 | 0
1418 | 0
1419 | 0
1420 | 0
1421 | 0
1422 | 0
1423 | 0
1424 | 0.0040002
1425 | 0.018478
1426 | 0.033876
1427 | 0.047684
1428 | 0.057205
1429 | 0.05764
1430 | 0.057574
1431 | 0.049668
1432 | 0.034554
1433 | 0.019719
1434 | 0.0068767
1435 | 0
1436 | 0
1437 | 0
1438 | 0
1439 | 0
1440 | 0
1441 | 0
1442 | 0
1443 | 0
1444 | 0
1445 | 0
1446 | 0
1447 | 0
1448 | 0.0070905
1449 | 0.031597
1450 | 0.05895
1451 | 0.084952
1452 | 0.10135
1453 | 0.1098
1454 | 0.10784
1455 | 0.094754
1456 | 0.068176
1457 | 0.038566
1458 | 0.012508
1459 | 0
1460 | 0
1461 | 0
1462 | 0
1463 | 0
1464 | 0
1465 | 0
1466 | 0
1467 | 0
1468 | 0
1469 | 0
1470 | 0
1471 | 0
1472 | 0.013041
1473 | 0.077218
1474 | 0.17242
1475 | 0.25533
1476 | 0.35869
1477 | 0.29382
1478 | 0.2952
1479 | 0.32075
1480 | 0.27409
1481 | 0.13375
1482 | 0.033819
1483 | 0
1484 | 0
1485 | 0
1486 | 0
1487 | 0
1488 | 0
1489 | 0
1490 | 0
1491 | 0
1492 | 0
1493 | 0
1494 | 0
1495 | 0
1496 | 0.058358
1497 | 0.33518
1498 | 0.64835
1499 | 0.85773
1500 | 0.98859
1501 | 1.0365
1502 | 0.99123
1503 | 0.86734
1504 | 0.66447
1505 | 0.4121
1506 | 0.14639
1507 | 0
1508 | 0
1509 | 0
1510 | 0
1511 | 0
1512 | 0
1513 | 0
1514 | 0
1515 | 0
1516 | 0
1517 | 0
1518 | 0
1519 | 0
1520 | 0.0095687
1521 | 0.086087
1522 | 0.31259
1523 | 0.35261
1524 | 0.40623
1525 | 0.23384
1526 | 0.15061
1527 | 0.1093
1528 | 0.13419
1529 | 0.025346
1530 | 0.013434
1531 | 0
1532 | 0
1533 | 0
1534 | 0
1535 | 0
1536 | 0
1537 | 0
1538 | 0
1539 | 0
1540 | 0
1541 | 0
1542 | 0
1543 | 0
1544 | 0.015154
1545 | 0.061194
1546 | 0.21428
1547 | 0.39167
1548 | 0.30825
1549 | 0.13336
1550 | 0.19141
1551 | 0.12737
1552 | 0.15349
1553 | 0.22712
1554 | 0.11472
1555 | 0
1556 | 0
1557 | 0
1558 | 0
1559 | 0
1560 | 0
1561 | 0
1562 | 0
1563 | 0
1564 | 0
1565 | 0
1566 | 0
1567 | 0
1568 | 0.057082
1569 | 0.30334
1570 | 0.54161
1571 | 0.707
1572 | 0.78461
1573 | 0.80353
1574 | 0.76297
1575 | 0.66001
1576 | 0.50815
1577 | 0.30512
1578 | 0.10948
1579 | 0.0043106
1580 | 0
1581 | 0
1582 | 0
1583 | 0
1584 | 0
1585 | 0
1586 | 0
1587 | 0
1588 | 0
1589 | 0
1590 | 0
1591 | 0
1592 | 0.058988
1593 | 0.31681
1594 | 0.58699
1595 | 0.80566
1596 | 0.89197
1597 | 0.87616
1598 | 0.77544
1599 | 0.67751
1600 | 0.51858
1601 | 0.31134
1602 | 0.11818
1603 | 0.0046519
1604 | 0
1605 | 0
1606 | 0
1607 | 0
1608 | 0
1609 | 0
1610 | 0
1611 | 0
1612 | 0
1613 | 0
1614 | 0
1615 | 0
1616 | 0.011883
1617 | 0.03918
1618 | 0.060984
1619 | 0.083793
1620 | 0.10382
1621 | 0.11393
1622 | 0.10774
1623 | 0.089923
1624 | 0.070071
1625 | 0.042148
1626 | 0.016586
1627 | 0.0012863
1628 | 0
1629 | 0
1630 | 0
1631 | 0
1632 | 0
1633 | 0
1634 | 0
1635 | 0
1636 | 0
1637 | 0
1638 | 0
1639 | 0.00071808
1640 | 0.0070799
1641 | 0.026217
1642 | 0.07368
1643 | 0.075097
1644 | 0.096697
1645 | 0.18215
1646 | 0.52499
1647 | 0.43396
1648 | 0.33937
1649 | 0.22412
1650 | 0.093957
1651 | 0.0044128
1652 | 0
1653 | 0
1654 | 0
1655 | 0
1656 | 0
1657 | 0
1658 | 0
1659 | 0
1660 | 0
1661 | 0
1662 | 0
1663 | 0.00051199
1664 | 0.0084747
1665 | 0.032471
1666 | 0.054805
1667 | 0.057667
1668 | 0.059804
1669 | 0.16201
1670 | 0.55634
1671 | 0.53291
1672 | 0.4212
1673 | 0.25532
1674 | 0.094803
1675 | 0.0045918
1676 | 0
1677 | 0
1678 | 0
1679 | 0
1680 | 0
1681 | 0
1682 | 0
1683 | 0
1684 | 0
1685 | 0
1686 | 0
1687 | 0.0066539
1688 | 0.11883
1689 | 0.31266
1690 | 0.54205
1691 | 0.73312
1692 | 0.82124
1693 | 0.84008
1694 | 0.74317
1695 | 0.65174
1696 | 0.47715
1697 | 0.27251
1698 | 0.10269
1699 | 0.0048621
1700 | 0
1701 | 0
1702 | 0
1703 | 0
1704 | 0
1705 | 0
1706 | 0
1707 | 0
1708 | 0
1709 | 0
1710 | 0
1711 | 0.0071561
1712 | 0.12383
1713 | 0.32414
1714 | 0.52699
1715 | 0.67199
1716 | 0.75604
1717 | 0.79866
1718 | 0.75784
1719 | 0.64942
1720 | 0.49477
1721 | 0.30177
1722 | 0.11089
1723 | 0.0051389
1724 | 0
1725 | 0
1726 | 0
1727 | 0
1728 | 0
1729 | 0
1730 | 0
1731 | 0
1732 | 0
1733 | 0
1734 | 0
1735 | 0.0074026
1736 | 0.12175
1737 | 0.32137
1738 | 0.51647
1739 | 0.66692
1740 | 0.77076
1741 | 0.80815
1742 | 0.75053
1743 | 0.63514
1744 | 0.46838
1745 | 0.28253
1746 | 0.1075
1747 | 0.0050229
1748 | 0
1749 | 0
1750 | 0
1751 | 0
1752 | 0
1753 | 0
1754 | 0
1755 | 0
1756 | 0
1757 | 0
1758 | 0
1759 | 0.0086688
1760 | 0.15488
1761 | 0.40631
1762 | 0.65444
1763 | 0.84896
1764 | 0.97552
1765 | 1.0167
1766 | 0.97609
1767 | 0.85219
1768 | 0.66063
1769 | 0.41844
1770 | 0.16144
1771 | 0.0066257
1772 | 0
1773 | 0
1774 | 0
1775 | 0
1776 | 0
1777 | 0
1778 | 0
1779 | 0
1780 | 0
1781 | 0
1782 | 0
1783 | 0.0022666
1784 | 0.021968
1785 | 0.048993
1786 | 0.078007
1787 | 0.092698
1788 | 0.10126
1789 | 0.11869
1790 | 0.12481
1791 | 0.10633
1792 | 0.08073
1793 | 0.053321
1794 | 0.024307
1795 | 0.0020067
1796 | 0
1797 | 0
1798 | 0
1799 | 0
1800 | 0
1801 | 0
1802 | 0
1803 | 0
1804 | 0
1805 | 0
1806 | 0
1807 | 0.0081592
1808 | 0.10832
1809 | 0.4352
1810 | 0.75643
1811 | 0.88347
1812 | 0.57624
1813 | 0.091147
1814 | 0.049664
1815 | 0.043418
1816 | 0.033802
1817 | 0.021382
1818 | 0.0089839
1819 | 0.00097244
1820 | 0
1821 | 0
1822 | 0
1823 | 0
1824 | 0
1825 | 0
1826 | 0
1827 | 0
1828 | 0
1829 | 0
1830 | 0
1831 | 0.0016397
1832 | 0.009293
1833 | 0.026308
1834 | 0.09154
1835 | 0.26652
1836 | 0.29913
1837 | 0.37912
1838 | 0.40757
1839 | 0.45173
1840 | 0.39885
1841 | 0.20777
1842 | 0.10559
1843 | 0.0072154
1844 | 0
1845 | 0
1846 | 0
1847 | 0
1848 | 0
1849 | 0
1850 | 0
1851 | 0
1852 | 0
1853 | 0
1854 | 0
1855 | 0.01213
1856 | 0.15738
1857 | 0.38431
1858 | 0.58498
1859 | 0.68379
1860 | 0.75887
1861 | 0.75467
1862 | 0.78568
1863 | 0.66642
1864 | 0.48326
1865 | 0.34823
1866 | 0.1392
1867 | 0.0092254
1868 | 0
1869 | 0
1870 | 0
1871 | 0
1872 | 0
1873 | 0
1874 | 0
1875 | 0
1876 | 0
1877 | 0
1878 | 0
1879 | 0.0095633
1880 | 0.072287
1881 | 0.16825
1882 | 0.27195
1883 | 0.36148
1884 | 0.48831
1885 | 0.54362
1886 | 0.49856
1887 | 0.40067
1888 | 0.32148
1889 | 0.25556
1890 | 0.08069
1891 | 0.0049558
1892 | 0
1893 | 0
1894 | 0
1895 | 0
1896 | 0
1897 | 0
1898 | 0
1899 | 0
1900 | 0
1901 | 0
1902 | 0
1903 | 0.0087295
1904 | 0.064511
1905 | 0.17738
1906 | 0.32493
1907 | 0.38373
1908 | 0.37636
1909 | 0.40919
1910 | 0.38874
1911 | 0.32607
1912 | 0.30383
1913 | 0.20711
1914 | 0.072471
1915 | 0.0048994
1916 | 0
1917 | 0
1918 | 0
1919 | 0
1920 | 0
1921 | 0
1922 | 0
1923 | 0
1924 | 0
1925 | 0
1926 | 0
1927 | 0.019904
1928 | 0.18598
1929 | 0.36714
1930 | 0.56134
1931 | 0.85887
1932 | 0.76367
1933 | 0.43977
1934 | 0.25772
1935 | 0.23371
1936 | 0.31414
1937 | 0.35046
1938 | 0.15851
1939 | 0.0096902
1940 | 0
1941 | 0
1942 | 0
1943 | 0
1944 | 0
1945 | 0
1946 | 0
1947 | 0
1948 | 0
1949 | 0
1950 | 0
1951 | 0.013126
1952 | 0.10379
1953 | 0.24586
1954 | 0.39221
1955 | 0.54505
1956 | 0.62506
1957 | 0.64784
1958 | 0.65346
1959 | 0.57344
1960 | 0.44747
1961 | 0.28792
1962 | 0.11549
1963 | 0.0081002
1964 | 0
1965 | 0
1966 | 0
1967 | 0
1968 | 0
1969 | 0
1970 | 0
1971 | 0
1972 | 0
1973 | 0
1974 | 0
1975 | 0.014627
1976 | 0.11632
1977 | 0.29167
1978 | 0.37019
1979 | 0.43177
1980 | 0.52598
1981 | 0.55528
1982 | 0.50638
1983 | 0.43963
1984 | 0.3508
1985 | 0.22302
1986 | 0.089204
1987 | 0.0056989
1988 | 0
1989 | 0
1990 | 0
1991 | 0
1992 | 0
1993 | 0
1994 | 0
1995 | 0
1996 | 0
1997 | 0
1998 | 0
1999 | 0.0061779
2000 | 0.035778
2001 | 0.074121
2002 | 0.11341
2003 | 0.14276
2004 | 0.16222
2005 | 0.17133
2006 | 0.1634
2007 | 0.1455
2008 | 0.11479
2009 | 0.075513
2010 | 0.034022
2011 | 0.0034437
2012 | 0
2013 | 0
2014 | 0
2015 | 0
2016 | 0
2017 | 0
2018 | 0
2019 | 0
2020 | 0
2021 | 0
2022 | 0
2023 | 0.016007
2024 | 0.051963
2025 | 0.061711
2026 | 0.29779
2027 | 0.6366
2028 | 0.64248
2029 | 0.46332
2030 | 0.32222
2031 | 0.17287
2032 | 0.13749
2033 | 0.12187
2034 | 0.057956
2035 | 0.0049866
2036 | 0
2037 | 0
2038 | 0
2039 | 0
2040 | 0
2041 | 0
2042 | 0
2043 | 0
2044 | 0
2045 | 0
2046 | 0
2047 | 0.0027664
2048 | 0.029395
2049 | 0.12739
2050 | 0.19093
2051 | 0.27202
2052 | 0.3798
2053 | 0.32889
2054 | 0.38663
2055 | 0.259
2056 | 0.26156
2057 | 0.11876
2058 | 0.054136
2059 | 0.0048441
2060 | 0
2061 | 0
2062 | 0
2063 | 0
2064 | 0
2065 | 0
2066 | 0
2067 | 0
2068 | 0
2069 | 0
2070 | 0
2071 | 0.023476
2072 | 0.1815
2073 | 0.42282
2074 | 0.60923
2075 | 0.76364
2076 | 0.85957
2077 | 0.88309
2078 | 0.85155
2079 | 0.76133
2080 | 0.62421
2081 | 0.39557
2082 | 0.15489
2083 | 0.014608
2084 | 0
2085 | 0
2086 | 0
2087 | 0
2088 | 0
2089 | 0
2090 | 0
2091 | 0
2092 | 0
2093 | 0
2094 | 0
2095 | 0.011786
2096 | 0.054611
2097 | 0.10856
2098 | 0.17683
2099 | 0.18407
2100 | 0.18553
2101 | 0.16459
2102 | 0.14031
2103 | 0.12136
2104 | 0.09604
2105 | 0.062876
2106 | 0.036638
2107 | 0.0057075
2108 | 0
2109 | 0
2110 | 0
2111 | 0
2112 | 0
2113 | 0
2114 | 0
2115 | 0
2116 | 0
2117 | 0
2118 | 0
2119 | 0.025376
2120 | 0.1912
2121 | 0.4494
2122 | 0.6702
2123 | 0.84314
2124 | 0.96338
2125 | 0.99832
2126 | 0.94593
2127 | 0.84411
2128 | 0.66772
2129 | 0.43007
2130 | 0.17028
2131 | 0.017312
2132 | 0
2133 | 0
2134 | 0
2135 | 0
2136 | 0
2137 | 0
2138 | 0
2139 | 0
2140 | 0
2141 | 0
2142 | 0
2143 | 0.01287
2144 | 0.064135
2145 | 0.13344
2146 | 0.20599
2147 | 0.26241
2148 | 0.29106
2149 | 0.29099
2150 | 0.28803
2151 | 0.23697
2152 | 0.18408
2153 | 0.11662
2154 | 0.050357
2155 | 0.0055039
2156 | 0
2157 | 0
2158 | 0
2159 | 0
2160 | 0
2161 | 0
2162 | 0
2163 | 0
2164 | 0
2165 | 0
2166 | 0
2167 | 0.032562
2168 | 0.22526
2169 | 0.50719
2170 | 0.7545
2171 | 0.94518
2172 | 1.0595
2173 | 1.0948
2174 | 1.0484
2175 | 0.92175
2176 | 0.72101
2177 | 0.46301
2178 | 0.18795
2179 | 0.01992
2180 | 0
2181 | 0
2182 | 0
2183 | 0
2184 | 0
2185 | 0
2186 | 0
2187 | 0
2188 | 0
2189 | 0
2190 | 0
2191 | 0.030555
2192 | 0.20198
2193 | 0.44934
2194 | 0.65551
2195 | 0.80889
2196 | 0.90802
2197 | 0.95607
2198 | 0.9097
2199 | 0.81497
2200 | 0.66118
2201 | 0.434
2202 | 0.17947
2203 | 0.020004
2204 | 0
2205 | 0
2206 | 0
2207 | 0
2208 | 0
2209 | 0
2210 | 0
2211 | 0
2212 | 0
2213 | 0
2214 | 0
2215 | 0.033811
2216 | 0.21368
2217 | 0.46518
2218 | 0.68869
2219 | 0.86239
2220 | 0.96199
2221 | 0.98626
2222 | 0.94029
2223 | 0.81725
2224 | 0.63277
2225 | 0.41013
2226 | 0.1658
2227 | 0.017878
2228 | 0
2229 | 0
2230 | 0
2231 | 0
2232 | 0
2233 | 0
2234 | 0
2235 | 0
2236 | 0
2237 | 0
2238 | 0
2239 | 0.035413
2240 | 0.2171
2241 | 0.46641
2242 | 0.70201
2243 | 0.87669
2244 | 0.97886
2245 | 0.99359
2246 | 0.92433
2247 | 0.7835
2248 | 0.61565
2249 | 0.4049
2250 | 0.17332
2251 | 0.020743
2252 | 0
2253 | 0
2254 | 0
2255 | 0
2256 | 0
2257 | 0
2258 | 0
2259 | 0
2260 | 0
2261 | 0
2262 | 0
2263 | 0.040756
2264 | 0.24056
2265 | 0.51665
2266 | 0.76285
2267 | 0.94952
2268 | 1.0644
2269 | 1.0992
2270 | 1.0507
2271 | 0.92206
2272 | 0.7224
2273 | 0.46741
2274 | 0.1936
2275 | 0.022967
2276 | 0
2277 | 0
2278 | 0
2279 | 0
2280 | 0
2281 | 0
2282 | 0
2283 | 0
2284 | 0
2285 | 0
2286 | 0
2287 | 0.023582
2288 | 0.10868
2289 | 0.22258
2290 | 0.30383
2291 | 0.38085
2292 | 0.4152
2293 | 0.42354
2294 | 0.37701
2295 | 0.3756
2296 | 0.27048
2297 | 0.15141
2298 | 0.082934
2299 | 0.0079494
2300 | 0
2301 | 0
2302 | 0
2303 | 0
2304 | 0
2305 | 0
2306 | 0
2307 | 0
2308 | 0
2309 | 0
2310 | 0
2311 | 0.037376
2312 | 0.16696
2313 | 0.365
2314 | 0.68048
2315 | 0.80969
2316 | 0.76305
2317 | 0.78735
2318 | 0.58754
2319 | 0.56338
2320 | 0.38265
2321 | 0.21439
2322 | 0.069597
2323 | 0.0076162
2324 | 0
2325 | 0
2326 | 0
2327 | 0
2328 | 0
2329 | 0
2330 | 0
2331 | 0
2332 | 0
2333 | 0
2334 | 0
2335 | 0.026659
2336 | 0.1997
2337 | 0.54596
2338 | 0.76285
2339 | 0.74834
2340 | 0.92375
2341 | 0.78716
2342 | 0.50758
2343 | 0.30025
2344 | 0.055837
2345 | 0.026476
2346 | 0.014245
2347 | 0.0040481
2348 | 0
2349 | 0
2350 | 0
2351 | 0
2352 | 0
2353 | 0
2354 | 0
2355 | 0
2356 | 0
2357 | 0
2358 | 0.0039153
2359 | 0.035812
2360 | 0.02275
2361 | 0.062544
2362 | 0.29778
2363 | 0.70596
2364 | 0.78613
2365 | 0.84542
2366 | 0.30754
2367 | 0.23328
2368 | 0.1232
2369 | 0.072689
2370 | 0.018386
2371 | 0.004716
2372 | 0
2373 | 0
2374 | 0
2375 | 0
2376 | 0
2377 | 0
2378 | 0
2379 | 0
2380 | 0
2381 | 0
2382 | 0.00051198
2383 | 0.020737
2384 | 0.10921
2385 | 0.16843
2386 | 0.29027
2387 | 0.41038
2388 | 0.45097
2389 | 0.40451
2390 | 0.24503
2391 | 0.26708
2392 | 0.22401
2393 | 0.19128
2394 | 0.21744
2395 | 0.037483
2396 | 0
2397 | 0
2398 | 0
2399 | 0
2400 | 0
2401 | 0
2402 | 0
2403 | 0
2404 | 0
2405 | 0
2406 | 0.0020442
2407 | 0.023854
2408 | 0.065987
2409 | 0.0941
2410 | 0.08773
2411 | 0.12354
2412 | 0.18314
2413 | 0.2324
2414 | 0.1934
2415 | 0.16383
2416 | 0.11648
2417 | 0.10913
2418 | 0.068417
2419 | 0.023304
2420 | 0
2421 | 0
2422 | 0
2423 | 0
2424 | 0
2425 | 0
2426 | 0
2427 | 0
2428 | 0
2429 | 0
2430 | 0.0030307
2431 | 0.030294
2432 | 0.076
2433 | 0.15601
2434 | 0.18835
2435 | 0.22717
2436 | 0.19781
2437 | 0.22915
2438 | 0.20248
2439 | 0.12034
2440 | 0.1238
2441 | 0.13633
2442 | 0.059001
2443 | 0.010134
2444 | 0
2445 | 0
2446 | 0
2447 | 0
2448 | 0
2449 | 0
2450 | 0
2451 | 0
2452 | 0
2453 | 0
2454 | 0.0020621
2455 | 0.027076
2456 | 0.072694
2457 | 0.12602
2458 | 0.3969
2459 | 0.4047
2460 | 0.34066
2461 | 0.46068
2462 | 0.27165
2463 | 0.28087
2464 | 0.22446
2465 | 0.20361
2466 | 0.1696
2467 | 0.043567
2468 | 0
2469 | 0
2470 | 0
2471 | 0
2472 | 0
2473 | 0
2474 | 0
2475 | 0
2476 | 0
2477 | 0
2478 | 0.0053717
2479 | 0.068606
2480 | 0.18121
2481 | 0.23629
2482 | 0.18191
2483 | 0.33168
2484 | 0.53177
2485 | 0.60884
2486 | 0.66745
2487 | 0.42472
2488 | 0.27224
2489 | 0.16891
2490 | 0.11018
2491 | 0.029158
2492 | 0
2493 | 0
2494 | 0
2495 | 0
2496 | 0
2497 | 0
2498 | 0
2499 | 0
2500 | 0
2501 | 0
2502 | 0.0045225
2503 | 0.052158
2504 | 0.13089
2505 | 0.16238
2506 | 0.22427
2507 | 0.38902
2508 | 0.42877
2509 | 0.52887
2510 | 0.67731
2511 | 0.49589
2512 | 0.18438
2513 | 0.043051
2514 | 0.04759
2515 | 0.037782
2516 | 0
2517 | 0
2518 | 0
2519 | 0
2520 | 0
2521 | 0
2522 | 0
2523 | 0
2524 | 0
2525 | 0
2526 | 0.00071674
2527 | 0.017799
2528 | 0.071772
2529 | 0.10316
2530 | 0.17269
2531 | 0.27962
2532 | 0.41597
2533 | 0.38271
2534 | 0.35698
2535 | 0.40251
2536 | 0.36751
2537 | 0.19346
2538 | 0.1075
2539 | 0.032111
2540 | 0
2541 | 0
2542 | 0
2543 | 0
2544 | 0
2545 | 0
2546 | 0
2547 | 0
2548 | 0
2549 | 0
2550 | 0.0051995
2551 | 0.033533
2552 | 0.077464
2553 | 0.14036
2554 | 0.18235
2555 | 0.19173
2556 | 0.20087
2557 | 0.26805
2558 | 0.22355
2559 | 0.15773
2560 | 0.095802
2561 | 0.091665
2562 | 0.041012
2563 | 0.011932
2564 | 0
2565 | 0
2566 | 0
2567 | 0
2568 | 0
2569 | 0
2570 | 0
2571 | 0
2572 | 0
2573 | 0
2574 | 0.0065834
2575 | 0.046312
2576 | 0.11205
2577 | 0.13538
2578 | 0.18762
2579 | 0.24702
2580 | 0.36669
2581 | 0.45457
2582 | 0.27857
2583 | 0.16189
2584 | 0.16986
2585 | 0.16906
2586 | 0.13824
2587 | 0.029877
2588 | 0.0018478
2589 | 0
2590 | 0
2591 | 0
2592 | 0
2593 | 0
2594 | 0
2595 | 0
2596 | 0
2597 | 0
2598 | 0.00711
2599 | 0.063055
2600 | 0.22728
2601 | 0.37727
2602 | 0.38899
2603 | 0.36845
2604 | 0.47462
2605 | 0.31681
2606 | 0.14061
2607 | 0.058571
2608 | 0.043229
2609 | 0.031309
2610 | 0.018122
2611 | 0.0061542
2612 | 0.00040938
2613 | 0
2614 | 0
2615 | 0
2616 | 0
2617 | 0
2618 | 0
2619 | 0
2620 | 0
2621 | 0
2622 | 0.0076312
2623 | 0.066966
2624 | 0.22565
2625 | 0.39271
2626 | 0.57137
2627 | 0.72613
2628 | 0.89103
2629 | 0.93692
2630 | 0.88371
2631 | 0.76103
2632 | 0.59564
2633 | 0.40342
2634 | 0.18834
2635 | 0.035348
2636 | 0.0022057
2637 | 0
2638 | 0
2639 | 0
2640 | 0
2641 | 0
2642 | 0
2643 | 0
2644 | 0
2645 | 0
2646 | 0.0083066
2647 | 0.05647
2648 | 0.15117
2649 | 0.24431
2650 | 0.33844
2651 | 0.40775
2652 | 0.45163
2653 | 0.45579
2654 | 0.40198
2655 | 0.36219
2656 | 0.29882
2657 | 0.19065
2658 | 0.10197
2659 | 0.034835
2660 | 0.0024686
2661 | 0
2662 | 0
2663 | 0
2664 | 0
2665 | 0
2666 | 0
2667 | 0
2668 | 0
2669 | 0
2670 | 0.0091063
2671 | 0.04695
2672 | 0.079938
2673 | 0.20541
2674 | 0.073471
2675 | 0.13097
2676 | 0.348
2677 | 0.58938
2678 | 0.46195
2679 | 0.48079
2680 | 0.44165
2681 | 0.38513
2682 | 0.19141
2683 | 0.046406
2684 | 0.0038693
2685 | 0
2686 | 0
2687 | 0
2688 | 0
2689 | 0
2690 | 0
2691 | 0
2692 | 0
2693 | 0
2694 | 0.0031824
2695 | 0.02123
2696 | 0.054764
2697 | 0.090664
2698 | 0.12933
2699 | 0.15862
2700 | 0.18158
2701 | 0.17317
2702 | 0.16361
2703 | 0.14232
2704 | 0.095166
2705 | 0.066266
2706 | 0.042298
2707 | 0.018449
2708 | 0.0014401
2709 | 0
2710 | 0
2711 | 0
2712 | 0
2713 | 0
2714 | 0
2715 | 0
2716 | 0
2717 | 0
2718 | 0.0076434
2719 | 0.045725
2720 | 0.09502
2721 | 0.1474
2722 | 0.18992
2723 | 0.22561
2724 | 0.26499
2725 | 0.28462
2726 | 0.26304
2727 | 0.23718
2728 | 0.1872
2729 | 0.13068
2730 | 0.07485
2731 | 0.029684
2732 | 0.0022164
2733 | 0
2734 | 0
2735 | 0
2736 | 0
2737 | 0
2738 | 0
2739 | 0
2740 | 0
2741 | 0
2742 | 0.0041596
2743 | 0.022935
2744 | 0.045627
2745 | 0.066698
2746 | 0.084782
2747 | 0.10487
2748 | 0.12887
2749 | 0.13518
2750 | 0.12698
2751 | 0.11913
2752 | 0.088728
2753 | 0.06801
2754 | 0.035742
2755 | 0.015439
2756 | 0.0012322
2757 | 0
2758 | 0
2759 | 0
2760 | 0
2761 | 0
2762 | 0
2763 | 0
2764 | 0
2765 | 0
2766 | 0.0021508
2767 | 0.017047
2768 | 0.060953
2769 | 0.10811
2770 | 0.14273
2771 | 0.14494
2772 | 0.13052
2773 | 0.24531
2774 | 0.45245
2775 | 0.49239
2776 | 0.3864
2777 | 0.25414
2778 | 0.12767
2779 | 0.040089
2780 | 0.0030226
2781 | 0
2782 | 0
2783 | 0
2784 | 0
2785 | 0
2786 | 0
2787 | 0
2788 | 0
2789 | 0
2790 | 0.0064873
2791 | 0.037857
2792 | 0.077602
2793 | 0.11585
2794 | 0.15096
2795 | 0.18075
2796 | 0.20257
2797 | 0.21679
2798 | 0.21451
2799 | 0.18889
2800 | 0.15154
2801 | 0.11285
2802 | 0.067421
2803 | 0.026374
2804 | 0.0019558
2805 | 0
2806 | 0
2807 | 0
2808 | 0
2809 | 0
2810 | 0
2811 | 0
2812 | 0
2813 | 0
2814 | 0.013844
2815 | 0.084792
2816 | 0.27462
2817 | 0.50656
2818 | 0.7153
2819 | 0.87373
2820 | 0.96682
2821 | 0.99163
2822 | 0.9445
2823 | 0.82775
2824 | 0.65543
2825 | 0.43549
2826 | 0.20343
2827 | 0.039626
2828 | 0.0026369
2829 | 0
2830 | 0
2831 | 0
2832 | 0
2833 | 0
2834 | 0
2835 | 0
2836 | 0
2837 | 0
2838 | 0.014662
2839 | 0.088331
2840 | 0.27722
2841 | 0.51105
2842 | 0.72154
2843 | 0.88575
2844 | 0.98193
2845 | 1.0009
2846 | 0.95194
2847 | 0.83408
2848 | 0.65199
2849 | 0.42905
2850 | 0.20141
2851 | 0.042025
2852 | 0.0035363
2853 | 0
2854 | 0
2855 | 0
2856 | 0
2857 | 0
2858 | 0
2859 | 0
2860 | 0
2861 | 0
2862 | 0.012574
2863 | 0.071777
2864 | 0.1815
2865 | 0.31346
2866 | 0.42357
2867 | 0.50625
2868 | 0.5671
2869 | 0.62692
2870 | 0.54642
2871 | 0.46834
2872 | 0.35907
2873 | 0.232
2874 | 0.13966
2875 | 0.045944
2876 | 0.0035547
2877 | 0
2878 | 0
2879 | 0
2880 | 0
2881 | 0
2882 | 0
2883 | 0
2884 | 0
2885 | 0
2886 | 0.013623
2887 | 0.080798
2888 | 0.20356
2889 | 0.32152
2890 | 0.46191
2891 | 0.5398
2892 | 0.60361
2893 | 0.63144
2894 | 0.57108
2895 | 0.50161
2896 | 0.36965
2897 | 0.23914
2898 | 0.12945
2899 | 0.04486
2900 | 0.0035642
2901 | 0
2902 | 0
2903 | 0
2904 | 0
2905 | 0
2906 | 0
2907 | 0
2908 | 0
2909 | 0
2910 | 0.018156
2911 | 0.10647
2912 | 0.33534
2913 | 0.60715
2914 | 0.84819
2915 | 0.92859
2916 | 0.58684
2917 | 0.47178
2918 | 0.36882
2919 | 0.3317
2920 | 0.2757
2921 | 0.21026
2922 | 0.13085
2923 | 0.047811
2924 | 0.0047842
2925 | 0
2926 | 0
2927 | 0
2928 | 0
2929 | 0
2930 | 0
2931 | 0
2932 | 0
2933 | 0
2934 | 0.018048
2935 | 0.09951
2936 | 0.3011
2937 | 0.53384
2938 | 0.73657
2939 | 0.88961
2940 | 0.9839
2941 | 1.0085
2942 | 0.96303
2943 | 0.84324
2944 | 0.66617
2945 | 0.44593
2946 | 0.20828
2947 | 0.056451
2948 | 0.0063913
2949 | 0
2950 | 0
2951 | 0
2952 | 0
2953 | 0
2954 | 0
2955 | 0
2956 | 0
2957 | 0
2958 | 0.011755
2959 | 0.053775
2960 | 0.10937
2961 | 0.16077
2962 | 0.20407
2963 | 0.23798
2964 | 0.25619
2965 | 0.25983
2966 | 0.25067
2967 | 0.21898
2968 | 0.17671
2969 | 0.12337
2970 | 0.074539
2971 | 0.031305
2972 | 0.0028787
2973 | 0
2974 | 0
2975 | 0
2976 | 0
2977 | 0
2978 | 0
2979 | 0
2980 | 0
2981 | 0
2982 | 0.020475
2983 | 0.09789
2984 | 0.28502
2985 | 0.50613
2986 | 0.71347
2987 | 0.86268
2988 | 0.95767
2989 | 0.9713
2990 | 0.92466
2991 | 0.8082
2992 | 0.6362
2993 | 0.42437
2994 | 0.20073
2995 | 0.057231
2996 | 0.006799
2997 | 0
2998 | 0
2999 | 0
3000 | 0
3001 | 0
3002 | 0
3003 | 0
3004 | 0
3005 | 0
3006 | 0.019407
3007 | 0.093026
3008 | 0.25846
3009 | 0.44508
3010 | 0.63606
3011 | 0.80428
3012 | 0.89043
3013 | 0.90138
3014 | 0.83864
3015 | 0.76037
3016 | 0.61595
3017 | 0.41227
3018 | 0.19984
3019 | 0.05837
3020 | 0.0071987
3021 | 0
3022 | 0
3023 | 0
3024 | 0
3025 | 0
3026 | 0
3027 | 0
3028 | 0
3029 | 0
3030 | 0.017038
3031 | 0.073921
3032 | 0.14724
3033 | 0.22867
3034 | 0.30434
3035 | 0.37092
3036 | 0.45741
3037 | 0.47612
3038 | 0.4287
3039 | 0.32581
3040 | 0.26959
3041 | 0.17206
3042 | 0.091186
3043 | 0.035933
3044 | 0.0031879
3045 | 0
3046 | 0
3047 | 0
3048 | 0
3049 | 0
3050 | 0
3051 | 0
3052 | 0
3053 | 0
3054 | 0.016467
3055 | 0.076519
3056 | 0.17318
3057 | 0.28008
3058 | 0.39827
3059 | 0.45971
3060 | 0.53023
3061 | 0.53671
3062 | 0.48586
3063 | 0.4259
3064 | 0.32239
3065 | 0.23255
3066 | 0.13121
3067 | 0.050481
3068 | 0.0044323
3069 | 0
3070 | 0
3071 | 0
3072 | 0
3073 | 0
3074 | 0
3075 | 0
3076 | 0
3077 | 0
3078 | 0.023869
3079 | 0.088044
3080 | 0.18623
3081 | 0.28949
3082 | 0.4033
3083 | 0.55671
3084 | 0.65723
3085 | 0.64204
3086 | 0.67113
3087 | 0.63929
3088 | 0.5434
3089 | 0.37792
3090 | 0.21126
3091 | 0.06848
3092 | 0.012862
3093 | 0
3094 | 0
3095 | 0
3096 | 0
3097 | 0
3098 | 0
3099 | 0
3100 | 0
3101 | 0
3102 | 0.023589
3103 | 0.097966
3104 | 0.28815
3105 | 0.50844
3106 | 0.69808
3107 | 0.84408
3108 | 0.94084
3109 | 0.95222
3110 | 0.90581
3111 | 0.79105
3112 | 0.62722
3113 | 0.41661
3114 | 0.20127
3115 | 0.059593
3116 | 0.009683
3117 | 0
3118 | 0
3119 | 0
3120 | 0
3121 | 0
3122 | 0
3123 | 0
3124 | 0
3125 | 0
3126 | 0.029391
3127 | 0.11497
3128 | 0.34571
3129 | 0.61476
3130 | 0.80877
3131 | 0.87482
3132 | 0.58882
3133 | 0.56929
3134 | 0.52588
3135 | 0.43382
3136 | 0.34608
3137 | 0.25921
3138 | 0.14516
3139 | 0.054023
3140 | 0.0074611
3141 | 0
3142 | 0
3143 | 0
3144 | 0
3145 | 0
3146 | 0
3147 | 0
3148 | 0
3149 | 0
3150 | 0.027912
3151 | 0.10447
3152 | 0.29196
3153 | 0.51088
3154 | 0.70526
3155 | 0.84732
3156 | 0.94218
3157 | 0.96463
3158 | 0.92861
3159 | 0.81499
3160 | 0.651
3161 | 0.4431
3162 | 0.21481
3163 | 0.063346
3164 | 0.012736
3165 | 0
3166 | 0
3167 | 0
3168 | 0
3169 | 0
3170 | 0
3171 | 0
3172 | 0
3173 | 0
3174 | 0.015621
3175 | 0.055738
3176 | 0.10132
3177 | 0.14898
3178 | 0.1885
3179 | 0.21882
3180 | 0.2396
3181 | 0.23165
3182 | 0.21083
3183 | 0.18708
3184 | 0.15851
3185 | 0.12187
3186 | 0.078246
3187 | 0.034822
3188 | 0.0039543
3189 | 0
3190 | 0
3191 | 0
3192 | 0
3193 | 0
3194 | 0
3195 | 0
3196 | 0
3197 | 0.0024555
3198 | 0.029516
3199 | 0.087453
3200 | 0.17232
3201 | 0.26483
3202 | 0.31076
3203 | 0.40701
3204 | 0.46919
3205 | 0.47463
3206 | 0.47001
3207 | 0.40649
3208 | 0.32429
3209 | 0.22329
3210 | 0.13123
3211 | 0.054683
3212 | 0.0056396
3213 | 0
3214 | 0
3215 | 0
3216 | 0
3217 | 0
3218 | 0
3219 | 0
3220 | 0
3221 | 0.003261
3222 | 0.024899
3223 | 0.091976
3224 | 0.31245
3225 | 0.54954
3226 | 0.76203
3227 | 0.92159
3228 | 1.0178
3229 | 1.0397
3230 | 0.99618
3231 | 0.87792
3232 | 0.69424
3233 | 0.46293
3234 | 0.22138
3235 | 0.066397
3236 | 0.014772
3237 | 0
3238 | 0
3239 | 0
3240 | 0
3241 | 0
3242 | 0
3243 | 0
3244 | 0
3245 | 0.0030975
3246 | 0.027843
3247 | 0.063803
3248 | 0.17956
3249 | 0.19647
3250 | 0.29821
3251 | 0.29292
3252 | 0.44931
3253 | 0.83314
3254 | 1.0749
3255 | 0.87586
3256 | 0.48803
3257 | 0.2514
3258 | 0.13534
3259 | 0.0673
3260 | 0.011226
3261 | 0
3262 | 0
3263 | 0
3264 | 0
3265 | 0
3266 | 0
3267 | 0
3268 | 0
3269 | 0.0023706
3270 | 0.028659
3271 | 0.08583
3272 | 0.17372
3273 | 0.26225
3274 | 0.35461
3275 | 0.39827
3276 | 0.43738
3277 | 0.43566
3278 | 0.48491
3279 | 0.41837
3280 | 0.32007
3281 | 0.21154
3282 | 0.13073
3283 | 0.054443
3284 | 0.0059711
3285 | 0
3286 | 0
3287 | 0
3288 | 0
3289 | 0
3290 | 0
3291 | 0
3292 | 0
3293 | 0.0030292
3294 | 0.030481
3295 | 0.096679
3296 | 0.24449
3297 | 0.44021
3298 | 0.65111
3299 | 0.75136
3300 | 0.71204
3301 | 0.70346
3302 | 0.70902
3303 | 0.63744
3304 | 0.56244
3305 | 0.44845
3306 | 0.22789
3307 | 0.075369
3308 | 0.019726
3309 | 0
3310 | 0
3311 | 0
3312 | 0
3313 | 0
3314 | 0
3315 | 0
3316 | 0
3317 | 0.0010267
3318 | 0.01312
3319 | 0.05281
3320 | 0.12969
3321 | 0.15794
3322 | 0.2121
3323 | 0.21328
3324 | 0.22145
3325 | 0.23114
3326 | 0.2454
3327 | 0.22439
3328 | 0.16961
3329 | 0.13484
3330 | 0.066624
3331 | 0.026305
3332 | 0.0048242
3333 | 0
3334 | 0
3335 | 0
3336 | 0
3337 | 0
3338 | 0
3339 | 0
3340 | 0
3341 | 0.0030984
3342 | 0.034747
3343 | 0.10076
3344 | 0.21267
3345 | 0.35337
3346 | 0.48182
3347 | 0.58071
3348 | 0.59277
3349 | 0.59177
3350 | 0.56449
3351 | 0.52917
3352 | 0.38083
3353 | 0.25646
3354 | 0.14677
3355 | 0.061455
3356 | 0.0072355
3357 | 0
3358 | 0
3359 | 0
3360 | 0
3361 | 0
3362 | 0
3363 | 0
3364 | 0
3365 | 0.0032153
3366 | 0.028048
3367 | 0.10778
3368 | 0.32943
3369 | 0.57957
3370 | 0.84984
3371 | 0.91053
3372 | 0.44613
3373 | 0.38113
3374 | 0.36291
3375 | 0.30272
3376 | 0.22324
3377 | 0.13991
3378 | 0.087318
3379 | 0.029791
3380 | 0.0044638
3381 | 0
3382 | 0
3383 | 0
3384 | 0
3385 | 0
3386 | 0
3387 | 0
3388 | 0
3389 | 0.0011292
3390 | 0.0095511
3391 | 0.033425
3392 | 0.11559
3393 | 0.17768
3394 | 0.31884
3395 | 0.30338
3396 | 0.15823
3397 | 0.44094
3398 | 0.33758
3399 | 0.3507
3400 | 0.34818
3401 | 0.28389
3402 | 0.21281
3403 | 0.061443
3404 | 0.018568
3405 | 0
3406 | 0
3407 | 0
3408 | 0
3409 | 0
3410 | 0
3411 | 0
3412 | 0
3413 | 0.00061432
3414 | 0.014533
3415 | 0.05787
3416 | 0.072782
3417 | 0.072556
3418 | 0.14484
3419 | 0.23354
3420 | 0.32881
3421 | 0.44327
3422 | 0.51477
3423 | 0.42765
3424 | 0.33335
3425 | 0.29829
3426 | 0.19275
3427 | 0.058303
3428 | 0.02599
3429 | 0
3430 | 0
3431 | 0
3432 | 0
3433 | 0
3434 | 0
3435 | 0
3436 | 0
3437 | 0.00071699
3438 | 0.015776
3439 | 0.063286
3440 | 0.11915
3441 | 0.2429
3442 | 0.26289
3443 | 0.3042
3444 | 0.4585
3445 | 0.33161
3446 | 0.25176
3447 | 0.10328
3448 | 0.067702
3449 | 0.11439
3450 | 0.067923
3451 | 0.033057
3452 | 0.0053883
3453 | 0
3454 | 0
3455 | 0
3456 | 0
3457 | 0
3458 | 0
3459 | 0
3460 | 0
3461 | 0.0033705
3462 | 0.033468
3463 | 0.074074
3464 | 0.12338
3465 | 0.1919
3466 | 0.21601
3467 | 0.264
3468 | 0.36798
3469 | 0.40442
3470 | 0.3878
3471 | 0.36621
3472 | 0.33353
3473 | 0.21378
3474 | 0.11425
3475 | 0.032715
3476 | 0.0050783
3477 | 0
3478 | 0
3479 | 0
3480 | 0
3481 | 0
3482 | 0
3483 | 0
3484 | 0
3485 | 0.0034724
3486 | 0.031549
3487 | 0.062147
3488 | 0.098061
3489 | 0.15556
3490 | 0.2497
3491 | 0.32402
3492 | 0.26215
3493 | 0.25229
3494 | 0.18447
3495 | 0.22567
3496 | 0.23525
3497 | 0.16902
3498 | 0.095261
3499 | 0.039412
3500 | 0.015428
3501 | 0
3502 | 0
3503 | 0
3504 | 0
3505 | 0
3506 | 0
3507 | 0
3508 | 0
3509 | 0.0035693
3510 | 0.030174
3511 | 0.097074
3512 | 0.29156
3513 | 0.50541
3514 | 0.69623
3515 | 0.84225
3516 | 0.93362
3517 | 0.9517
3518 | 0.9099
3519 | 0.80205
3520 | 0.64246
3521 | 0.4401
3522 | 0.21934
3523 | 0.04785
3524 | 0.021726
3525 | 0
3526 | 0
3527 | 0
3528 | 0
3529 | 0
3530 | 0
3531 | 0
3532 | 0
3533 | 0.0024661
3534 | 0.016993
3535 | 0.043186
3536 | 0.079382
3537 | 0.11932
3538 | 0.1465
3539 | 0.15264
3540 | 0.173
3541 | 0.17669
3542 | 0.14807
3543 | 0.1317
3544 | 0.11191
3545 | 0.083654
3546 | 0.057155
3547 | 0.028114
3548 | 0.0074454
3549 | 0
3550 | 0
3551 | 0
3552 | 0
3553 | 0
3554 | 0
3555 | 0
3556 | 0
3557 | 0.0063944
3558 | 0.041839
3559 | 0.10388
3560 | 0.20628
3561 | 0.34399
3562 | 0.48934
3563 | 0.62104
3564 | 0.73517
3565 | 0.74502
3566 | 0.68536
3567 | 0.61405
3568 | 0.51124
3569 | 0.38872
3570 | 0.21164
3571 | 0.057999
3572 | 0.027083
3573 | 0
3574 | 0
3575 | 0
3576 | 0
3577 | 0
3578 | 0
3579 | 0
3580 | 0
3581 | 0.006321
3582 | 0.042407
3583 | 0.10708
3584 | 0.20917
3585 | 0.33493
3586 | 0.46627
3587 | 0.55415
3588 | 0.59173
3589 | 0.60666
3590 | 0.56262
3591 | 0.51528
3592 | 0.42825
3593 | 0.30964
3594 | 0.18759
3595 | 0.08155
3596 | 0.025901
3597 | 0
3598 | 0
3599 | 0
3600 | 0
3601 | 0
3602 | 0
3603 | 0
3604 | 0
3605 | 0.0015371
3606 | 0.010633
3607 | 0.026817
3608 | 0.046696
3609 | 0.062956
3610 | 0.073145
3611 | 0.085342
3612 | 0.09811
3613 | 0.094762
3614 | 0.089803
3615 | 0.080736
3616 | 0.073293
3617 | 0.057798
3618 | 0.038666
3619 | 0.021841
3620 | 0.0070311
3621 | 0
3622 | 0
3623 | 0
3624 | 0
3625 | 0
3626 | 0
3627 | 0
3628 | 0
3629 | 0.0055287
3630 | 0.031838
3631 | 0.10009
3632 | 0.29133
3633 | 0.49645
3634 | 0.67608
3635 | 0.82072
3636 | 0.91286
3637 | 0.93986
3638 | 0.90017
3639 | 0.79682
3640 | 0.63072
3641 | 0.43067
3642 | 0.21545
3643 | 0.05198
3644 | 0.02198
3645 | 0
3646 | 0
3647 | 0
3648 | 0
3649 | 0
3650 | 0
3651 | 0
3652 | 0
3653 | 0.0024644
3654 | 0.016057
3655 | 0.035221
3656 | 0.055399
3657 | 0.082852
3658 | 0.11278
3659 | 0.14386
3660 | 0.16843
3661 | 0.17031
3662 | 0.16906
3663 | 0.15074
3664 | 0.11835
3665 | 0.09297
3666 | 0.065246
3667 | 0.0344
3668 | 0.010954
3669 | 0
3670 | 0
3671 | 0
3672 | 0
3673 | 0
3674 | 0
3675 | 0
3676 | 0
3677 | 0.0018455
3678 | 0.012956
3679 | 0.031274
3680 | 0.049094
3681 | 0.075197
3682 | 0.09504
3683 | 0.11072
3684 | 0.12618
3685 | 0.1311
3686 | 0.12288
3687 | 0.10866
3688 | 0.091557
3689 | 0.07086
3690 | 0.048239
3691 | 0.027438
3692 | 0.0074432
3693 | 0
3694 | 0
3695 | 0
3696 | 0
3697 | 0
3698 | 0
3699 | 0
3700 | 0
3701 | 0.0013827
3702 | 0.0087775
3703 | 0.018693
3704 | 0.048697
3705 | 0.16389
3706 | 0.30023
3707 | 0.27314
3708 | 0.2146
3709 | 0.37881
3710 | 0.27563
3711 | 0.35389
3712 | 0.42931
3713 | 0.33378
3714 | 0.19212
3715 | 0.070769
3716 | 0.030176
3717 | 0
3718 | 0
3719 | 0
3720 | 0
3721 | 0
3722 | 0
3723 | 0
3724 | 0
3725 | 0.0056657
3726 | 0.029387
3727 | 0.096578
3728 | 0.30414
3729 | 0.52755
3730 | 0.7236
3731 | 0.87245
3732 | 0.9662
3733 | 0.99531
3734 | 0.95509
3735 | 0.84218
3736 | 0.67242
3737 | 0.45896
3738 | 0.22823
3739 | 0.049482
3740 | 0.022206
3741 | 0
3742 | 0
3743 | 0
3744 | 0
3745 | 0
3746 | 0
3747 | 0
3748 | 0
3749 | 0.006159
3750 | 0.032392
3751 | 0.047819
3752 | 0.06698
3753 | 0.10606
3754 | 0.18738
3755 | 0.28079
3756 | 0.32342
3757 | 0.2912
3758 | 0.27246
3759 | 0.20363
3760 | 0.18677
3761 | 0.12818
3762 | 0.0849
3763 | 0.065819
3764 | 0.016121
3765 | 0.000925
3766 | 0
3767 | 0
3768 | 0
3769 | 0
3770 | 0
3771 | 0
3772 | 0
3773 | 0.0058183
3774 | 0.033155
3775 | 0.099518
3776 | 0.29137
3777 | 0.50046
3778 | 0.69372
3779 | 0.84108
3780 | 0.93335
3781 | 0.94854
3782 | 0.9101
3783 | 0.80138
3784 | 0.63558
3785 | 0.43907
3786 | 0.22156
3787 | 0.051129
3788 | 0.024887
3789 | 0.0019139
3790 | 0
3791 | 0
3792 | 0
3793 | 0
3794 | 0
3795 | 0
3796 | 0
3797 | 0.0075547
3798 | 0.046232
3799 | 0.11247
3800 | 0.26923
3801 | 0.44134
3802 | 0.61193
3803 | 0.71931
3804 | 0.80601
3805 | 0.8133
3806 | 0.78405
3807 | 0.68156
3808 | 0.55778
3809 | 0.41663
3810 | 0.22203
3811 | 0.059217
3812 | 0.026897
3813 | 0.0020108
3814 | 0
3815 | 0
3816 | 0
3817 | 0
3818 | 0
3819 | 0
3820 | 0
3821 | 0.005634
3822 | 0.029121
3823 | 0.095828
3824 | 0.30736
3825 | 0.53254
3826 | 0.72846
3827 | 0.87351
3828 | 0.96034
3829 | 0.98232
3830 | 0.93524
3831 | 0.8242
3832 | 0.6593
3833 | 0.45167
3834 | 0.22526
3835 | 0.051091
3836 | 0.022839
3837 | 0.0018754
3838 | 0
3839 | 0
3840 | 0
3841 | 0
3842 | 0
3843 | 0
3844 | 0
3845 | 0.007115
3846 | 0.044463
3847 | 0.10949
3848 | 0.23004
3849 | 0.3383
3850 | 0.34926
3851 | 0.3566
3852 | 0.29913
3853 | 0.39563
3854 | 0.3939
3855 | 0.46643
3856 | 0.40832
3857 | 0.32027
3858 | 0.23104
3859 | 0.061076
3860 | 0.026367
3861 | 0.002464
3862 | 0
3863 | 0
3864 | 0
3865 | 0
3866 | 0
3867 | 0
3868 | 0
3869 | 0.0071524
3870 | 0.041569
3871 | 0.1048
3872 | 0.25976
3873 | 0.42591
3874 | 0.58336
3875 | 0.70839
3876 | 0.7816
3877 | 0.80729
3878 | 0.76713
3879 | 0.67332
3880 | 0.53251
3881 | 0.36919
3882 | 0.20736
3883 | 0.073189
3884 | 0.0279
3885 | 0.0020332
3886 | 0
3887 | 0
3888 | 0
3889 | 0
3890 | 0
3891 | 0
3892 | 0
3893 | 0.0075501
3894 | 0.044974
3895 | 0.10581
3896 | 0.24747
3897 | 0.47318
3898 | 0.73988
3899 | 0.88412
3900 | 0.44865
3901 | 0.31683
3902 | 0.2406
3903 | 0.40665
3904 | 0.41583
3905 | 0.33586
3906 | 0.22478
3907 | 0.074321
3908 | 0.029661
3909 | 0.002698
3910 | 0
3911 | 0
3912 | 0
3913 | 0
3914 | 0
3915 | 0
3916 | 0
3917 | 0.0072644
3918 | 0.045135
3919 | 0.10738
3920 | 0.19843
3921 | 0.28413
3922 | 0.34789
3923 | 0.42875
3924 | 0.50772
3925 | 0.53226
3926 | 0.48142
3927 | 0.39696
3928 | 0.36519
3929 | 0.25242
3930 | 0.15268
3931 | 0.073037
3932 | 0.026264
3933 | 0.0018017
3934 | 0
3935 | 0
3936 | 0
3937 | 0
3938 | 0
3939 | 0
3940 | 0
3941 | 0.0059382
3942 | 0.031531
3943 | 0.090414
3944 | 0.28562
3945 | 0.50023
3946 | 0.68915
3947 | 0.82802
3948 | 0.91799
3949 | 0.94315
3950 | 0.90051
3951 | 0.79956
3952 | 0.63931
3953 | 0.4386
3954 | 0.22788
3955 | 0.060643
3956 | 0.025166
3957 | 0.0019116
3958 | 0
3959 | 0
3960 | 0
3961 | 0
3962 | 0
3963 | 0
3964 | 0
3965 | 0.0073565
3966 | 0.043964
3967 | 0.10071
3968 | 0.17718
3969 | 0.26133
3970 | 0.34191
3971 | 0.42433
3972 | 0.52043
3973 | 0.5369
3974 | 0.48246
3975 | 0.40808
3976 | 0.32782
3977 | 0.23302
3978 | 0.15014
3979 | 0.081079
3980 | 0.030367
3981 | 0.0022198
3982 | 0
3983 | 0
3984 | 0
3985 | 0
3986 | 0
3987 | 0
3988 | 0
3989 | 0.0071618
3990 | 0.041923
3991 | 0.10599
3992 | 0.24753
3993 | 0.3972
3994 | 0.50849
3995 | 0.58722
3996 | 0.64097
3997 | 0.64908
3998 | 0.60708
3999 | 0.57552
4000 | 0.47817
4001 | 0.32596
4002 | 0.18848
4003 | 0.086787
4004 | 0.032491
4005 | 0.0024074
4006 | 0
4007 | 0
4008 | 0
4009 | 0
4010 | 0
4011 | 0
4012 | 0
4013 | 0.0019477
4014 | 0.011458
4015 | 0.026869
4016 | 0.04363
4017 | 0.061346
4018 | 0.077194
4019 | 0.082852
4020 | 0.088612
4021 | 0.092109
4022 | 0.09079
4023 | 0.084427
4024 | 0.070232
4025 | 0.056302
4026 | 0.038726
4027 | 0.022773
4028 | 0.0084703
4029 | 0.00071743
4030 | 0
4031 | 0
4032 | 0
4033 | 0
4034 | 0
4035 | 0
4036 | 0
4037 | 0.0077421
4038 | 0.046513
4039 | 0.10884
4040 | 0.23011
4041 | 0.36131
4042 | 0.50456
4043 | 0.58113
4044 | 0.58757
4045 | 0.58348
4046 | 0.55373
4047 | 0.52832
4048 | 0.43789
4049 | 0.32039
4050 | 0.18652
4051 | 0.086923
4052 | 0.033565
4053 | 0.0025058
4054 | 0
4055 | 0
4056 | 0
4057 | 0
4058 | 0
4059 | 0
4060 | 0
4061 | 0.0077305
4062 | 0.046701
4063 | 0.11149
4064 | 0.22978
4065 | 0.35189
4066 | 0.46203
4067 | 0.5889
4068 | 0.63517
4069 | 0.63201
4070 | 0.58133
4071 | 0.47757
4072 | 0.36821
4073 | 0.25549
4074 | 0.1568
4075 | 0.078411
4076 | 0.025323
4077 | 0.0018042
4078 | 0
4079 | 0
4080 | 0
4081 | 0
4082 | 0
4083 | 0
4084 | 0
4085 | 0.0060729
4086 | 0.030582
4087 | 0.096447
4088 | 0.32139
4089 | 0.58182
4090 | 0.77875
4091 | 0.83054
4092 | 0.50999
4093 | 0.50072
4094 | 0.51231
4095 | 0.43266
4096 | 0.34633
4097 | 0.26288
4098 | 0.1604
4099 | 0.084752
4100 | 0.032253
4101 | 0.002377
4102 | 0
4103 | 0
4104 | 0
4105 | 0
4106 | 0
4107 | 0
4108 | 0
4109 | 0.0071786
4110 | 0.036798
4111 | 0.099297
4112 | 0.33728
4113 | 0.58494
4114 | 0.769
4115 | 0.77851
4116 | 0.37771
4117 | 0.35289
4118 | 0.33438
4119 | 0.29652
4120 | 0.27939
4121 | 0.20764
4122 | 0.15975
4123 | 0.088255
4124 | 0.0356
4125 | 0.0028037
4126 | 0
4127 | 0
4128 | 0
4129 | 0
4130 | 0
4131 | 0
4132 | 0
4133 | 0.0060632
4134 | 0.03997
4135 | 0.097501
4136 | 0.1621
4137 | 0.23192
4138 | 0.31011
4139 | 0.35181
4140 | 0.40545
4141 | 0.40169
4142 | 0.40315
4143 | 0.34777
4144 | 0.2693
4145 | 0.20968
4146 | 0.13654
4147 | 0.077758
4148 | 0.031763
4149 | 0.0023829
4150 | 0
4151 | 0
4152 | 0
4153 | 0
4154 | 0
4155 | 0
4156 | 0
4157 | 0.0060576
4158 | 0.030508
4159 | 0.05295
4160 | 0.12428
4161 | 0.16487
4162 | 0.20358
4163 | 0.36023
4164 | 0.2002
4165 | 0.35455
4166 | 0.45142
4167 | 0.46745
4168 | 0.26202
4169 | 0.10817
4170 | 0.065713
4171 | 0.028163
4172 | 0.014824
4173 | 0.001233
4174 | 0
4175 | 0
4176 | 0
4177 | 0
4178 | 0
4179 | 0
4180 | 0
4181 | 0.0072951
4182 | 0.038495
4183 | 0.10784
4184 | 0.33932
4185 | 0.5931
4186 | 0.8132
4187 | 0.8753
4188 | 0.57054
4189 | 0.41283
4190 | 0.30516
4191 | 0.19647
4192 | 0.12465
4193 | 0.14161
4194 | 0.10093
4195 | 0.056156
4196 | 0.0091497
4197 | 0.00056309
4198 | 0
4199 | 0
4200 | 0
4201 | 0
4202 | 0
4203 | 0
4204 | 0
4205 | 0.0072193
4206 | 0.044449
4207 | 0.10612
4208 | 0.21784
4209 | 0.33858
4210 | 0.41988
4211 | 0.48276
4212 | 0.5587
4213 | 0.63671
4214 | 0.57645
4215 | 0.50078
4216 | 0.42322
4217 | 0.31436
4218 | 0.18769
4219 | 0.089099
4220 | 0.035837
4221 | 0.0027454
4222 | 0
4223 | 0
4224 | 0
4225 | 0
4226 | 0
4227 | 0
4228 | 0
4229 | 0.0067012
4230 | 0.042784
4231 | 0.10533
4232 | 0.18991
4233 | 0.23348
4234 | 0.23033
4235 | 0.29133
4236 | 0.35945
4237 | 0.50977
4238 | 0.51767
4239 | 0.55639
4240 | 0.5063
4241 | 0.43181
4242 | 0.27256
4243 | 0.070072
4244 | 0.029639
4245 | 0.002889
4246 | 0
4247 | 0
4248 | 0
4249 | 0
4250 | 0
4251 | 0
4252 | 0
4253 | 0.0074029
4254 | 0.046261
4255 | 0.11242
4256 | 0.23911
4257 | 0.38792
4258 | 0.50804
4259 | 0.60996
4260 | 0.68472
4261 | 0.71727
4262 | 0.67678
4263 | 0.58781
4264 | 0.46219
4265 | 0.33745
4266 | 0.20541
4267 | 0.090958
4268 | 0.035021
4269 | 0.002663
4270 | 0
4271 | 0
4272 | 0
4273 | 0
4274 | 0
4275 | 0
4276 | 0
4277 | 0.0056094
4278 | 0.036812
4279 | 0.087804
4280 | 0.14141
4281 | 0.2048
4282 | 0.2715
4283 | 0.32176
4284 | 0.34879
4285 | 0.33288
4286 | 0.33718
4287 | 0.33499
4288 | 0.27043
4289 | 0.20483
4290 | 0.13604
4291 | 0.078551
4292 | 0.028196
4293 | 0.0020637
4294 | 0
4295 | 0
4296 | 0
4297 | 0
4298 | 0
4299 | 0
4300 | 0
4301 | 0.0066869
4302 | 0.037569
4303 | 0.098704
4304 | 0.27106
4305 | 0.46592
4306 | 0.63668
4307 | 0.7731
4308 | 0.84922
4309 | 0.86662
4310 | 0.82095
4311 | 0.72495
4312 | 0.58158
4313 | 0.40354
4314 | 0.21945
4315 | 0.072696
4316 | 0.030091
4317 | 0.0023887
4318 | 0
4319 | 0
4320 | 0
4321 | 0
4322 | 0
4323 | 0
4324 | 0
4325 | 0.0056973
4326 | 0.030697
4327 | 0.090841
4328 | 0.3235
4329 | 0.56559
4330 | 0.77766
4331 | 0.84966
4332 | 0.55535
4333 | 0.5405
4334 | 0.52288
4335 | 0.45225
4336 | 0.372
4337 | 0.27357
4338 | 0.17343
4339 | 0.087755
4340 | 0.034263
4341 | 0.0025738
4342 | 0
4343 | 0
4344 | 0
4345 | 0
4346 | 0
4347 | 0
4348 | 0
4349 | 0.0068983
4350 | 0.037602
4351 | 0.071402
4352 | 0.10815
4353 | 0.18462
4354 | 0.31217
4355 | 0.42089
4356 | 0.43627
4357 | 0.47022
4358 | 0.46459
4359 | 0.44799
4360 | 0.25863
4361 | 0.19259
4362 | 0.15666
4363 | 0.090406
4364 | 0.032023
4365 | 0.0031818
4366 | 0
4367 | 0
4368 | 0
4369 | 0
4370 | 0
4371 | 0
4372 | 0
4373 | 0.0058259
4374 | 0.035918
4375 | 0.08288
4376 | 0.16414
4377 | 0.26168
4378 | 0.32808
4379 | 0.41052
4380 | 0.55694
4381 | 0.54854
4382 | 0.37688
4383 | 0.4089
4384 | 0.32407
4385 | 0.26628
4386 | 0.098127
4387 | 0.023662
4388 | 0.020383
4389 | 0.0017516
4390 | 0
4391 | 0
4392 | 0
4393 | 0
4394 | 0
4395 | 0
4396 | 0
4397 | 0.0060699
4398 | 0.040008
4399 | 0.099963
4400 | 0.18426
4401 | 0.2913
4402 | 0.39695
4403 | 0.42611
4404 | 0.46068
4405 | 0.48507
4406 | 0.45621
4407 | 0.42201
4408 | 0.36846
4409 | 0.28506
4410 | 0.16423
4411 | 0.084945
4412 | 0.03268
4413 | 0.0024265
4414 | 0
4415 | 0
4416 | 0
4417 | 0
4418 | 0
4419 | 0
4420 | 0
4421 | 0.0061042
4422 | 0.03457
4423 | 0.089593
4424 | 0.26634
4425 | 0.46531
4426 | 0.64495
4427 | 0.78157
4428 | 0.86962
4429 | 0.89402
4430 | 0.8473
4431 | 0.75324
4432 | 0.60403
4433 | 0.42828
4434 | 0.22975
4435 | 0.074888
4436 | 0.029451
4437 | 0.0023369
4438 | 0
4439 | 0
4440 | 0
4441 | 0
4442 | 0
4443 | 0
4444 | 0
4445 | 0.0054237
4446 | 0.02855
4447 | 0.078976
4448 | 0.27489
4449 | 0.49743
4450 | 0.69782
4451 | 0.85363
4452 | 0.95081
4453 | 0.97865
4454 | 0.93945
4455 | 0.84264
4456 | 0.68285
4457 | 0.47571
4458 | 0.25058
4459 | 0.063119
4460 | 0.024132
4461 | 0.0021049
4462 | 0
4463 | 0
4464 | 0
4465 | 0
4466 | 0
4467 | 0
4468 | 0
4469 | 0.0052797
4470 | 0.027269
4471 | 0.07763
4472 | 0.2914
4473 | 0.52888
4474 | 0.73958
4475 | 0.90106
4476 | 0.99895
4477 | 1.0308
4478 | 0.99078
4479 | 0.88123
4480 | 0.71116
4481 | 0.49503
4482 | 0.25966
4483 | 0.063203
4484 | 0.023741
4485 | 0.001885
4486 | 0
4487 | 0
4488 | 0
4489 | 0
4490 | 0
4491 | 0
4492 | 0
4493 | 0.001075
4494 | 0.0090895
4495 | 0.04088
4496 | 0.12146
4497 | 0.18796
4498 | 0.21986
4499 | 0.28593
4500 | 0.32871
4501 | 0.34845
4502 | 0.32174
4503 | 0.296
4504 | 0.26809
4505 | 0.19668
4506 | 0.13944
4507 | 0.080298
4508 | 0.024946
4509 | 0.0017526
4510 | 0
4511 | 0
4512 | 0
4513 | 0
4514 | 0
4515 | 0
4516 | 0
4517 | 0.0040413
4518 | 0.040422
4519 | 0.10328
4520 | 0.2264
4521 | 0.34911
4522 | 0.45977
4523 | 0.54099
4524 | 0.59499
4525 | 0.59949
4526 | 0.55657
4527 | 0.51489
4528 | 0.43242
4529 | 0.32211
4530 | 0.19789
4531 | 0.090333
4532 | 0.033805
4533 | 0.0025357
4534 | 0
4535 | 0
4536 | 0
4537 | 0
4538 | 0
4539 | 0
4540 | 0
4541 | 0.003247
4542 | 0.026417
4543 | 0.077065
4544 | 0.2883
4545 | 0.52419
4546 | 0.73713
4547 | 0.89853
4548 | 0.99818
4549 | 1.0271
4550 | 0.98531
4551 | 0.87579
4552 | 0.70955
4553 | 0.49519
4554 | 0.25905
4555 | 0.063095
4556 | 0.023774
4557 | 0.0018965
4558 | 0
4559 | 0
4560 | 0
4561 | 0
4562 | 0
4563 | 0
4564 | 0
4565 | 0.0037065
4566 | 0.033931
4567 | 0.089216
4568 | 0.25325
4569 | 0.44952
4570 | 0.61603
4571 | 0.74479
4572 | 0.82848
4573 | 0.85169
4574 | 0.81635
4575 | 0.72592
4576 | 0.59329
4577 | 0.42938
4578 | 0.23649
4579 | 0.075351
4580 | 0.028911
4581 | 0.0022519
4582 | 0
4583 | 0
4584 | 0
4585 | 0
4586 | 0
4587 | 0
4588 | 0
4589 | 0.0031345
4590 | 0.028515
4591 | 0.079565
4592 | 0.26578
4593 | 0.47958
4594 | 0.66352
4595 | 0.81153
4596 | 0.91078
4597 | 0.9254
4598 | 0.87184
4599 | 0.77127
4600 | 0.62022
4601 | 0.43965
4602 | 0.23455
4603 | 0.077
4604 | 0.029541
4605 | 0.0021538
4606 | 0
4607 | 0
4608 | 0
4609 | 0
4610 | 0
4611 | 0
4612 | 0
4613 | 0.0035185
4614 | 0.030153
4615 | 0.080856
4616 | 0.26377
4617 | 0.46414
4618 | 0.62849
4619 | 0.75966
4620 | 0.81654
4621 | 0.82996
4622 | 0.80623
4623 | 0.7164
4624 | 0.57221
4625 | 0.40271
4626 | 0.22803
4627 | 0.07819
4628 | 0.029766
4629 | 0.0023098
4630 | 0
4631 | 0
4632 | 0
4633 | 0
4634 | 0
4635 | 0
4636 | 0
4637 | 0.0047963
4638 | 0.040788
4639 | 0.09224
4640 | 0.23248
4641 | 0.40497
4642 | 0.45492
4643 | 0.49476
4644 | 0.49429
4645 | 0.4602
4646 | 0.35605
4647 | 0.25153
4648 | 0.218
4649 | 0.11578
4650 | 0.052267
4651 | 0.016883
4652 | 0.0053315
4653 | 0.00035803
4654 | 0
4655 | 0
4656 | 0
4657 | 0
4658 | 0
4659 | 0
4660 | 0
4661 | 0.00051174
4662 | 0.0090945
4663 | 0.041768
4664 | 0.11716
4665 | 0.28169
4666 | 0.42612
4667 | 0.40437
4668 | 0.30862
4669 | 0.14886
4670 | 0.22962
4671 | 0.21058
4672 | 0.17309
4673 | 0.1516
4674 | 0.10535
4675 | 0.028927
4676 | 0.0053843
4677 | 0.00030679
4678 | 0
4679 | 0
4680 | 0
4681 | 0
4682 | 0
4683 | 0
4684 | 0
4685 | 0.001233
4686 | 0.013272
4687 | 0.03486
4688 | 0.05951
4689 | 0.080829
4690 | 0.10089
4691 | 0.11701
4692 | 0.13598
4693 | 0.14833
4694 | 0.13696
4695 | 0.1275
4696 | 0.10808
4697 | 0.085094
4698 | 0.063002
4699 | 0.034708
4700 | 0.010382
4701 | 0.00066645
4702 | 0
4703 | 0
4704 | 0
4705 | 0
4706 | 0
4707 | 0
4708 | 0
4709 | 0.00051181
4710 | 0.010803
4711 | 0.048505
4712 | 0.085562
4713 | 0.11107
4714 | 0.25753
4715 | 0.26006
4716 | 0.41684
4717 | 0.45334
4718 | 0.51006
4719 | 0.34913
4720 | 0.2851
4721 | 0.18365
4722 | 0.13703
4723 | 0.075957
4724 | 0.025357
4725 | 0.0016817
4726 | 0
4727 | 0
4728 | 0
4729 | 0
4730 | 0
4731 | 0
4732 | 0
4733 | 0.0013373
4734 | 0.013583
4735 | 0.03773
4736 | 0.08072
4737 | 0.13893
4738 | 0.26579
4739 | 0.1751
4740 | 0.17008
4741 | 0.24003
4742 | 0.24851
4743 | 0.27637
4744 | 0.27965
4745 | 0.22928
4746 | 0.12872
4747 | 0.08054
4748 | 0.027593
4749 | 0.0020117
4750 | 0
4751 | 0
4752 | 0
4753 | 0
4754 | 0
4755 | 0
4756 | 0
4757 | 0.0016496
4758 | 0.018723
4759 | 0.053834
4760 | 0.097244
4761 | 0.1232
4762 | 0.14459
4763 | 0.17071
4764 | 0.15664
4765 | 0.15233
4766 | 0.1634
4767 | 0.13351
4768 | 0.11163
4769 | 0.11281
4770 | 0.086396
4771 | 0.040206
4772 | 0.013125
4773 | 0
4774 | 0
4775 | 0
4776 | 0
4777 | 0
4778 | 0
4779 | 0
4780 | 0
4781 | 0.0028775
4782 | 0.029403
4783 | 0.08584
4784 | 0.22536
4785 | 0.37574
4786 | 0.51332
4787 | 0.62448
4788 | 0.69293
4789 | 0.71337
4790 | 0.68406
4791 | 0.60894
4792 | 0.49007
4793 | 0.33875
4794 | 0.2001
4795 | 0.089203
4796 | 0.030156
4797 | 0
4798 | 0
4799 | 0
4800 | 0
4801 | 0
4802 | 0
4803 | 0
4804 | 0
4805 | 0.0033521
4806 | 0.025232
4807 | 0.070683
4808 | 0.27659
4809 | 0.51252
4810 | 0.72439
4811 | 0.88789
4812 | 0.98949
4813 | 1.0172
4814 | 0.9784
4815 | 0.86813
4816 | 0.7022
4817 | 0.48807
4818 | 0.25388
4819 | 0.062384
4820 | 0.022178
4821 | 0
4822 | 0
4823 | 0
4824 | 0
4825 | 0
4826 | 0
4827 | 0
4828 | 0
4829 | 0.0026515
4830 | 0.026549
4831 | 0.080344
4832 | 0.25718
4833 | 0.46266
4834 | 0.65896
4835 | 0.81044
4836 | 0.90109
4837 | 0.93968
4838 | 0.92293
4839 | 0.82621
4840 | 0.66529
4841 | 0.465
4842 | 0.2468
4843 | 0.062566
4844 | 0.023527
4845 | 0
4846 | 0
4847 | 0
4848 | 0
4849 | 0
4850 | 0
4851 | 0
4852 | 0
4853 | 0.00051218
4854 | 0.010494
4855 | 0.040276
4856 | 0.067322
4857 | 0.12323
4858 | 0.13338
4859 | 0.18064
4860 | 0.29869
4861 | 0.31434
4862 | 0.31084
4863 | 0.46186
4864 | 0.3972
4865 | 0.20246
4866 | 0.13962
4867 | 0.079358
4868 | 0.024671
4869 | 0
4870 | 0
4871 | 0
4872 | 0
4873 | 0
4874 | 0
4875 | 0
4876 | 0
4877 | 0
4878 | 0.030955
4879 | 0.093128
4880 | 0.28128
4881 | 0.52116
4882 | 0.73842
4883 | 0.90696
4884 | 1.0114
4885 | 1.044
4886 | 1.0038
4887 | 0.8932
4888 | 0.72078
4889 | 0.50101
4890 | 0.26052
4891 | 0.062288
4892 | 0.02079
4893 | 0
4894 | 0
4895 | 0
4896 | 0
4897 | 0
4898 | 0
4899 | 0
4900 | 0
4901 | 0
4902 | 0.01702
4903 | 0.04749
4904 | 0.095923
4905 | 0.17391
4906 | 0.25285
4907 | 0.3323
4908 | 0.50784
4909 | 0.8046
4910 | 1.0304
4911 | 0.81255
4912 | 0.42078
4913 | 0.14802
4914 | 0.039814
4915 | 0.051118
4916 | 0.031054
4917 | 0
4918 | 0
4919 | 0
4920 | 0
4921 | 0
4922 | 0
4923 | 0
4924 | 0
4925 | 0
4926 | 0.017992
4927 | 0.064969
4928 | 0.12245
4929 | 0.19301
4930 | 0.23188
4931 | 0.2623
4932 | 0.24724
4933 | 0.26327
4934 | 0.28869
4935 | 0.26766
4936 | 0.17487
4937 | 0.10922
4938 | 0.059021
4939 | 0.015954
4940 | 0.0039963
4941 | 0
4942 | 0
4943 | 0
4944 | 0
4945 | 0
4946 | 0
4947 | 0
4948 | 0
4949 | 0
4950 | 0.012045
4951 | 0.040907
4952 | 0.079475
4953 | 0.15752
4954 | 0.21244
4955 | 0.33772
4956 | 0.28532
4957 | 0.18198
4958 | 0.19692
4959 | 0.24104
4960 | 0.21742
4961 | 0.17413
4962 | 0.14772
4963 | 0.073384
4964 | 0.018581
4965 | 0
4966 | 0
4967 | 0
4968 | 0
4969 | 0
4970 | 0
4971 | 0
4972 | 0
4973 | 0
4974 | 0.02544
4975 | 0.084285
4976 | 0.25847
4977 | 0.40749
4978 | 0.52362
4979 | 0.5253
4980 | 0.75802
4981 | 0.84114
4982 | 0.85342
4983 | 0.6873
4984 | 0.46902
4985 | 0.23937
4986 | 0.086935
4987 | 0.015653
4988 | 0.0032263
4989 | 0
4990 | 0
4991 | 0
4992 | 0
4993 | 0
4994 | 0
4995 | 0
4996 | 0
4997 | 0
4998 | 0.022154
4999 | 0.08311
5000 | 0.22071
5001 | 0.39381
5002 | 0.58715
5003 | 0.70575
5004 | 0.82811
5005 | 0.85964
5006 | 0.86153
5007 | 0.76386
5008 | 0.53445
5009 | 0.31924
5010 | 0.17463
5011 | 0.073168
5012 | 0.02069
5013 | 0
5014 | 0
5015 | 0
5016 | 0
5017 | 0
5018 | 0
5019 | 0
5020 | 0
5021 | 0
5022 | 0.02242
5023 | 0.077966
5024 | 0.16765
5025 | 0.24112
5026 | 0.34314
5027 | 0.50981
5028 | 0.53521
5029 | 0.44317
5030 | 0.33281
5031 | 0.21266
5032 | 0.19208
5033 | 0.18006
5034 | 0.079656
5035 | 0.01725
5036 | 0.0039966
5037 | 0
5038 | 0
5039 | 0
5040 | 0
5041 | 0
5042 | 0
5043 | 0
5044 | 0
5045 | 0
5046 | 0.020704
5047 | 0.079777
5048 | 0.24992
5049 | 0.45293
5050 | 0.64617
5051 | 0.78957
5052 | 0.88704
5053 | 0.91798
5054 | 0.89008
5055 | 0.79659
5056 | 0.64224
5057 | 0.44434
5058 | 0.235
5059 | 0.063702
5060 | 0.019333
5061 | 0
5062 | 0
5063 | 0
5064 | 0
5065 | 0
5066 | 0
5067 | 0
5068 | 0
5069 | 0
5070 | 0.023299
5071 | 0.087005
5072 | 0.28801
5073 | 0.55825
5074 | 0.79351
5075 | 0.88655
5076 | 0.64574
5077 | 0.56426
5078 | 0.50145
5079 | 0.31801
5080 | 0.23101
5081 | 0.15969
5082 | 0.10144
5083 | 0.059672
5084 | 0.018103
5085 | 0
5086 | 0
5087 | 0
5088 | 0
5089 | 0
5090 | 0
5091 | 0
5092 | 0
5093 | 0
5094 | 0.022466
5095 | 0.086937
5096 | 0.27948
5097 | 0.52422
5098 | 0.74511
5099 | 0.91449
5100 | 1.0206
5101 | 1.0515
5102 | 1.0062
5103 | 0.88752
5104 | 0.70965
5105 | 0.48799
5106 | 0.24779
5107 | 0.077123
5108 | 0.016082
5109 | 0
5110 | 0
5111 | 0
5112 | 0
5113 | 0
5114 | 0
5115 | 0
5116 | 0
5117 | 0
5118 | 0.02091
5119 | 0.083113
5120 | 0.26395
5121 | 0.49506
5122 | 0.70385
5123 | 0.86897
5124 | 0.97037
5125 | 1.0011
5126 | 0.96545
5127 | 0.86053
5128 | 0.6921
5129 | 0.47846
5130 | 0.24676
5131 | 0.075418
5132 | 0.016651
5133 | 0
5134 | 0
5135 | 0
5136 | 0
5137 | 0
5138 | 0
5139 | 0
5140 | 0
5141 | 0
5142 | 0.012318
5143 | 0.058199
5144 | 0.11433
5145 | 0.17569
5146 | 0.21326
5147 | 0.26351
5148 | 0.26065
5149 | 0.27706
5150 | 0.29182
5151 | 0.28243
5152 | 0.23405
5153 | 0.15529
5154 | 0.10142
5155 | 0.04378
5156 | 0.0050872
5157 | 0
5158 | 0
5159 | 0
5160 | 0
5161 | 0
5162 | 0
5163 | 0
5164 | 0
5165 | 0
5166 | 0.014633
5167 | 0.065014
5168 | 0.12616
5169 | 0.18649
5170 | 0.25453
5171 | 0.35346
5172 | 0.37534
5173 | 0.33918
5174 | 0.34913
5175 | 0.31035
5176 | 0.2965
5177 | 0.22147
5178 | 0.13196
5179 | 0.057308
5180 | 0.0061796
5181 | 0
5182 | 0
5183 | 0
5184 | 0
5185 | 0
5186 | 0
5187 | 0
5188 | 0
5189 | 0
5190 | 0.017177
5191 | 0.082663
5192 | 0.23695
5193 | 0.40827
5194 | 0.58076
5195 | 0.71894
5196 | 0.81337
5197 | 0.85662
5198 | 0.84535
5199 | 0.74692
5200 | 0.59763
5201 | 0.42831
5202 | 0.22372
5203 | 0.068495
5204 | 0.013505
5205 | 0
5206 | 0
5207 | 0
5208 | 0
5209 | 0
5210 | 0
5211 | 0
5212 | 0
5213 | 0
5214 | 0.015766
5215 | 0.081721
5216 | 0.25721
5217 | 0.48039
5218 | 0.58818
5219 | 0.64069
5220 | 0.70183
5221 | 0.68737
5222 | 0.65277
5223 | 0.60228
5224 | 0.50323
5225 | 0.37817
5226 | 0.19727
5227 | 0.062869
5228 | 0.0063676
5229 | 0
5230 | 0
5231 | 0
5232 | 0
5233 | 0
5234 | 0
5235 | 0
5236 | 0
5237 | 0
5238 | 0.015187
5239 | 0.078041
5240 | 0.24902
5241 | 0.46792
5242 | 0.67072
5243 | 0.82805
5244 | 0.92984
5245 | 0.96344
5246 | 0.92444
5247 | 0.82356
5248 | 0.66619
5249 | 0.46552
5250 | 0.23918
5251 | 0.071283
5252 | 0.014007
5253 | 0
5254 | 0
5255 | 0
5256 | 0
5257 | 0
5258 | 0
5259 | 0
5260 | 0
5261 | 0
5262 | 0.01543
5263 | 0.079235
5264 | 0.25547
5265 | 0.47991
5266 | 0.68353
5267 | 0.84248
5268 | 0.94097
5269 | 0.97419
5270 | 0.93721
5271 | 0.83163
5272 | 0.66337
5273 | 0.4532
5274 | 0.23106
5275 | 0.071363
5276 | 0.010982
5277 | 0
5278 | 0
5279 | 0
5280 | 0
5281 | 0
5282 | 0
5283 | 0
5284 | 0
5285 | 0
5286 | 0.0094328
5287 | 0.049491
5288 | 0.098287
5289 | 0.1382
5290 | 0.18683
5291 | 0.22869
5292 | 0.24316
5293 | 0.27511
5294 | 0.27546
5295 | 0.23754
5296 | 0.21602
5297 | 0.15107
5298 | 0.087985
5299 | 0.036638
5300 | 0.0040581
5301 | 0
5302 | 0
5303 | 0
5304 | 0
5305 | 0
5306 | 0
5307 | 0
5308 | 0
5309 | 0
5310 | 0.012121
5311 | 0.062912
5312 | 0.14939
5313 | 0.24259
5314 | 0.28477
5315 | 0.36141
5316 | 0.42897
5317 | 0.37534
5318 | 0.38583
5319 | 0.37676
5320 | 0.32057
5321 | 0.20822
5322 | 0.11908
5323 | 0.049742
5324 | 0.005097
5325 | 0
5326 | 0
5327 | 0
5328 | 0
5329 | 0
5330 | 0
5331 | 0
5332 | 0
5333 | 0
5334 | 0.012628
5335 | 0.072234
5336 | 0.2138
5337 | 0.37712
5338 | 0.52925
5339 | 0.65492
5340 | 0.77029
5341 | 0.8257
5342 | 0.78819
5343 | 0.66228
5344 | 0.52353
5345 | 0.33369
5346 | 0.17606
5347 | 0.057356
5348 | 0.0046305
5349 | 0
5350 | 0
5351 | 0
5352 | 0
5353 | 0
5354 | 0
5355 | 0
5356 | 0
5357 | 0
5358 | 0.0044681
5359 | 0.024177
5360 | 0.045732
5361 | 0.069066
5362 | 0.1031
5363 | 0.14293
5364 | 0.14752
5365 | 0.17457
5366 | 0.1629
5367 | 0.14178
5368 | 0.10839
5369 | 0.083515
5370 | 0.048392
5371 | 0.01838
5372 | 0.0019477
5373 | 0
5374 | 0
5375 | 0
5376 | 0
5377 | 0
5378 | 0
5379 | 0
5380 | 0
5381 | 0
5382 | 0.01269
5383 | 0.074142
5384 | 0.2511
5385 | 0.46616
5386 | 0.66881
5387 | 0.81945
5388 | 0.92926
5389 | 0.93753
5390 | 0.8759
5391 | 0.76321
5392 | 0.60284
5393 | 0.40014
5394 | 0.20214
5395 | 0.057582
5396 | 0.005774
5397 | 0
5398 | 0
5399 | 0
5400 | 0
5401 | 0
5402 | 0
5403 | 0
5404 | 0
5405 | 0
5406 | 0.010283
5407 | 0.062628
5408 | 0.16006
5409 | 0.2567
5410 | 0.33732
5411 | 0.46468
5412 | 0.54897
5413 | 0.55202
5414 | 0.52936
5415 | 0.49763
5416 | 0.39515
5417 | 0.26449
5418 | 0.13217
5419 | 0.048235
5420 | 0.0041258
5421 | 0
5422 | 0
5423 | 0
5424 | 0
5425 | 0
5426 | 0
5427 | 0
5428 | 0
5429 | 0
5430 | 0.00696
5431 | 0.042085
5432 | 0.095434
5433 | 0.1623
5434 | 0.23129
5435 | 0.26788
5436 | 0.29755
5437 | 0.30575
5438 | 0.29422
5439 | 0.29549
5440 | 0.24139
5441 | 0.17409
5442 | 0.11226
5443 | 0.047212
5444 | 0.0051216
5445 | 0
5446 | 0
5447 | 0
5448 | 0
5449 | 0
5450 | 0
5451 | 0
5452 | 0
5453 | 0
5454 | 0.0096304
5455 | 0.05987
5456 | 0.14848
5457 | 0.25551
5458 | 0.35941
5459 | 0.4292
5460 | 0.54433
5461 | 0.53499
5462 | 0.51859
5463 | 0.46294
5464 | 0.3283
5465 | 0.23919
5466 | 0.14131
5467 | 0.049781
5468 | 0.0041802
5469 | 0
5470 | 0
5471 | 0
5472 | 0
5473 | 0
5474 | 0
5475 | 0
5476 | 0
5477 | 0
5478 | 0.008747
5479 | 0.064073
5480 | 0.21839
5481 | 0.40105
5482 | 0.57756
5483 | 0.69231
5484 | 0.72494
5485 | 0.73657
5486 | 0.70274
5487 | 0.59848
5488 | 0.46563
5489 | 0.30718
5490 | 0.16766
5491 | 0.05107
5492 | 0.00407
5493 | 0
5494 | 0
5495 | 0
5496 | 0
5497 | 0
5498 | 0
5499 | 0
5500 | 0
5501 | 0
5502 | 0.0094354
5503 | 0.061612
5504 | 0.15626
5505 | 0.24807
5506 | 0.33025
5507 | 0.41764
5508 | 0.48383
5509 | 0.459
5510 | 0.42996
5511 | 0.35475
5512 | 0.31464
5513 | 0.1928
5514 | 0.10277
5515 | 0.037546
5516 | 0.0032971
5517 | 0
5518 | 0
5519 | 0
5520 | 0
5521 | 0
5522 | 0
5523 | 0
5524 | 0
5525 | 0
5526 | 0.0078354
5527 | 0.051183
5528 | 0.13083
5529 | 0.22447
5530 | 0.30445
5531 | 0.3604
5532 | 0.40509
5533 | 0.42694
5534 | 0.4186
5535 | 0.33595
5536 | 0.26762
5537 | 0.19322
5538 | 0.11381
5539 | 0.043743
5540 | 0.004115
5541 | 0
5542 | 0
5543 | 0
5544 | 0
5545 | 0
5546 | 0
5547 | 0
5548 | 0
5549 | 0
5550 | 0.0084318
5551 | 0.055312
5552 | 0.14219
5553 | 0.23542
5554 | 0.33379
5555 | 0.38652
5556 | 0.40796
5557 | 0.40174
5558 | 0.32194
5559 | 0.28192
5560 | 0.23151
5561 | 0.17354
5562 | 0.10159
5563 | 0.038284
5564 | 0.0028356
5565 | 0
5566 | 0
5567 | 0
5568 | 0
5569 | 0
5570 | 0
5571 | 0
5572 | 0
5573 | 0
5574 | 0.00727
5575 | 0.05924
5576 | 0.22063
5577 | 0.4062
5578 | 0.59874
5579 | 0.73274
5580 | 0.75452
5581 | 0.72067
5582 | 0.69424
5583 | 0.59967
5584 | 0.43499
5585 | 0.29897
5586 | 0.15616
5587 | 0.04856
5588 | 0.0035026
5589 | 0
5590 | 0
5591 | 0
5592 | 0
5593 | 0
5594 | 0
5595 | 0
5596 | 0
5597 | 0
5598 | 0.0064686
5599 | 0.060443
5600 | 0.24902
5601 | 0.48095
5602 | 0.68915
5603 | 0.84629
5604 | 0.94922
5605 | 0.98625
5606 | 0.94513
5607 | 0.82834
5608 | 0.65094
5609 | 0.43121
5610 | 0.20631
5611 | 0.043757
5612 | 0.0026355
5613 | 0
5614 | 0
5615 | 0
5616 | 0
5617 | 0
5618 | 0
5619 | 0
5620 | 0
5621 | 0
5622 | 0.0033411
5623 | 0.015794
5624 | 0.023926
5625 | 0.046031
5626 | 0.042789
5627 | 0.11783
5628 | 0.42922
5629 | 0.62902
5630 | 1.044
5631 | 0.91125
5632 | 0.73214
5633 | 0.40366
5634 | 0.176
5635 | 0.041467
5636 | 0.0033415
5637 | 0
5638 | 0
5639 | 0
5640 | 0
5641 | 0
5642 | 0
5643 | 0
5644 | 0
5645 | 0
5646 | 0.0075154
5647 | 0.042157
5648 | 0.065593
5649 | 0.077586
5650 | 0.096198
5651 | 0.13677
5652 | 0.16866
5653 | 0.20016
5654 | 0.36855
5655 | 0.25996
5656 | 0.21549
5657 | 0.20984
5658 | 0.13766
5659 | 0.03809
5660 | 0.0027725
5661 | 0
5662 | 0
5663 | 0
5664 | 0
5665 | 0
5666 | 0
5667 | 0
5668 | 0
5669 | 0
5670 | 0.0076307
5671 | 0.057426
5672 | 0.19103
5673 | 0.35653
5674 | 0.50674
5675 | 0.60634
5676 | 0.68081
5677 | 0.71282
5678 | 0.67756
5679 | 0.58664
5680 | 0.4677
5681 | 0.315
5682 | 0.15264
5683 | 0.042202
5684 | 0.002804
5685 | 0
5686 | 0
5687 | 0
5688 | 0
5689 | 0
5690 | 0
5691 | 0
5692 | 0
5693 | 0
5694 | 0.0074371
5695 | 0.057652
5696 | 0.17339
5697 | 0.30682
5698 | 0.47713
5699 | 0.60187
5700 | 0.65122
5701 | 0.65377
5702 | 0.63649
5703 | 0.56506
5704 | 0.43162
5705 | 0.30459
5706 | 0.14921
5707 | 0.040798
5708 | 0.0025602
5709 | 0
5710 | 0
5711 | 0
5712 | 0
5713 | 0
5714 | 0
5715 | 0
5716 | 0
5717 | 0
5718 | 0.0073526
5719 | 0.063941
5720 | 0.26199
5721 | 0.37908
5722 | 0.3308
5723 | 0.58735
5724 | 0.58787
5725 | 0.7383
5726 | 0.39407
5727 | 0.073471
5728 | 0.037195
5729 | 0.026541
5730 | 0.015179
5731 | 0.0053316
5732 | 0.00035808
5733 | 0
5734 | 0
5735 | 0
5736 | 0
5737 | 0
5738 | 0
5739 | 0
5740 | 0
5741 | 0
5742 | 0.0036695
5743 | 0.056966
5744 | 0.25689
5745 | 0.49764
5746 | 0.71685
5747 | 0.88343
5748 | 0.98934
5749 | 1.0193
5750 | 0.97277
5751 | 0.85611
5752 | 0.67534
5753 | 0.45082
5754 | 0.21028
5755 | 0.037398
5756 | 0
5757 | 0
5758 | 0
5759 | 0
5760 | 0
5761 | 0
5762 | 0
5763 | 0
5764 | 0
5765 | 0
5766 | 0.0036213
5767 | 0.062398
5768 | 0.24717
5769 | 0.47412
5770 | 0.66776
5771 | 0.82323
5772 | 0.92629
5773 | 0.97021
5774 | 0.93636
5775 | 0.82177
5776 | 0.63727
5777 | 0.41446
5778 | 0.18249
5779 | 0.033518
5780 | 0
5781 | 0
5782 | 0
5783 | 0
5784 | 0
5785 | 0
5786 | 0
5787 | 0
5788 | 0
5789 | 0
5790 | 0.00061423
5791 | 0.0066172
5792 | 0.033218
5793 | 0.11008
5794 | 0.13833
5795 | 0.21675
5796 | 0.26999
5797 | 0.30118
5798 | 0.2679
5799 | 0.28928
5800 | 0.31472
5801 | 0.38267
5802 | 0.18137
5803 | 0.032293
5804 | 0
5805 | 0
5806 | 0
5807 | 0
5808 | 0
5809 | 0
5810 | 0
5811 | 0
5812 | 0
5813 | 0
5814 | 0.0037529
5815 | 0.04317
5816 | 0.1277
5817 | 0.20321
5818 | 0.12683
5819 | 0.13472
5820 | 0.33061
5821 | 0.4068
5822 | 0.331
5823 | 0.36848
5824 | 0.39365
5825 | 0.17889
5826 | 0.12426
5827 | 0.033781
5828 | 0
5829 | 0
5830 | 0
5831 | 0
5832 | 0
5833 | 0
5834 | 0
5835 | 0
5836 | 0
5837 | 0
5838 | 0.0046297
5839 | 0.051659
5840 | 0.15449
5841 | 0.47022
5842 | 0.48282
5843 | 0.48745
5844 | 0.20757
5845 | 0.46111
5846 | 0.969
5847 | 0.59879
5848 | 0.10804
5849 | 0.02918
5850 | 0.015793
5851 | 0.010232
5852 | 0
5853 | 0
5854 | 0
5855 | 0
5856 | 0
5857 | 0
5858 | 0
5859 | 0
5860 | 0
5861 | 0
5862 | 0.0051912
5863 | 0.060276
5864 | 0.16803
5865 | 0.49172
5866 | 0.50343
5867 | 0.36416
5868 | 0.3123
5869 | 0.49788
5870 | 0.50198
5871 | 0.22317
5872 | 0.14843
5873 | 0.034443
5874 | 0.014246
5875 | 0.0040478
5876 | 0
5877 | 0
5878 | 0
5879 | 0
5880 | 0
5881 | 0
5882 | 0
5883 | 0
5884 | 0
5885 | 0
5886 | 0.0032853
5887 | 0.046696
5888 | 0.20495
5889 | 0.30808
5890 | 0.29631
5891 | 0.45085
5892 | 0.60886
5893 | 0.71532
5894 | 0.84704
5895 | 0.78386
5896 | 0.5613
5897 | 0.28462
5898 | 0.086973
5899 | 0.016802
5900 | 0
5901 | 0
5902 | 0
5903 | 0
5904 | 0
5905 | 0
5906 | 0
5907 | 0
5908 | 0
5909 | 0
5910 | 0.0017536
5911 | 0.017622
5912 | 0.044023
5913 | 0.075224
5914 | 0.08233
5915 | 0.11351
5916 | 0.12612
5917 | 0.15281
5918 | 0.20751
5919 | 0.18625
5920 | 0.18168
5921 | 0.10544
5922 | 0.051513
5923 | 0.015162
5924 | 0
5925 | 0
5926 | 0
5927 | 0
5928 | 0
5929 | 0
5930 | 0
5931 | 0
5932 | 0
5933 | 0
5934 | 0.0029966
5935 | 0.035419
5936 | 0.1131
5937 | 0.25646
5938 | 0.27173
5939 | 0.19963
5940 | 0.18576
5941 | 0.17769
5942 | 0.25432
5943 | 0.36861
5944 | 0.18679
5945 | 0.12692
5946 | 0.086547
5947 | 0.020188
5948 | 0
5949 | 0
5950 | 0
5951 | 0
5952 | 0
5953 | 0
5954 | 0
5955 | 0
5956 | 0
5957 | 0
5958 | 0.0024196
5959 | 0.027955
5960 | 0.075629
5961 | 0.13285
5962 | 0.19701
5963 | 0.28353
5964 | 0.30848
5965 | 0.32381
5966 | 0.34209
5967 | 0.25932
5968 | 0.20699
5969 | 0.11533
5970 | 0.051276
5971 | 0.006119
5972 | 0
5973 | 0
5974 | 0
5975 | 0
5976 | 0
5977 | 0
5978 | 0
5979 | 0
5980 | 0
5981 | 0
5982 | 0.0029537
5983 | 0.043449
5984 | 0.15127
5985 | 0.27281
5986 | 0.40754
5987 | 0.51825
5988 | 0.57624
5989 | 0.55562
5990 | 0.49636
5991 | 0.40661
5992 | 0.27786
5993 | 0.15848
5994 | 0.067245
5995 | 0.007056
5996 | 0
5997 | 0
5998 | 0
5999 | 0
6000 | 0
6001 | 0
6002 | 0
6003 | 0
6004 | 0
6005 | 0
6006 | 0
6007 | 0.033005
6008 | 0.14396
6009 | 0.24277
6010 | 0.35799
6011 | 0.45778
6012 | 0.49717
6013 | 0.52117
6014 | 0.53534
6015 | 0.43884
6016 | 0.32346
6017 | 0.16864
6018 | 0.071686
6019 | 0.0066979
6020 | 0
6021 | 0
6022 | 0
6023 | 0
6024 | 0
6025 | 0
6026 | 0
6027 | 0
6028 | 0
6029 | 0
6030 | 0
6031 | 0.048519
6032 | 0.2593
6033 | 0.53447
6034 | 0.77299
6035 | 0.95254
6036 | 1.0565
6037 | 1.078
6038 | 1.0116
6039 | 0.87273
6040 | 0.66741
6041 | 0.41443
6042 | 0.15885
6043 | 0.014761
6044 | 0
6045 | 0
6046 | 0
6047 | 0
6048 | 0
6049 | 0
6050 | 0
6051 | 0
6052 | 0
6053 | 0
6054 | 0
6055 | 0.044749
6056 | 0.24794
6057 | 0.51187
6058 | 0.74329
6059 | 0.91582
6060 | 1.0201
6061 | 1.045
6062 | 0.99017
6063 | 0.86519
6064 | 0.66988
6065 | 0.4201
6066 | 0.16296
6067 | 0.015269
6068 | 0
6069 | 0
6070 | 0
6071 | 0
6072 | 0
6073 | 0
6074 | 0
6075 | 0
6076 | 0
6077 | 0
6078 | 0
6079 | 0.017034
6080 | 0.059031
6081 | 0.079386
6082 | 0.10397
6083 | 0.16163
6084 | 0.18809
6085 | 0.18651
6086 | 0.18939
6087 | 0.16872
6088 | 0.11007
6089 | 0.058848
6090 | 0.036839
6091 | 0.0057599
6092 | 0
6093 | 0
6094 | 0
6095 | 0
6096 | 0
6097 | 0
6098 | 0
6099 | 0
6100 | 0
6101 | 0
6102 | 0
6103 | 0.0161
6104 | 0.062915
6105 | 0.11559
6106 | 0.17429
6107 | 0.18357
6108 | 0.14287
6109 | 0.12252
6110 | 0.12033
6111 | 0.099488
6112 | 0.092065
6113 | 0.061248
6114 | 0.033282
6115 | 0.0041641
6116 | 0
6117 | 0
6118 | 0
6119 | 0
6120 | 0
6121 | 0
6122 | 0
6123 | 0
6124 | 0
6125 | 0
6126 | 0
6127 | 0.028459
6128 | 0.14631
6129 | 0.31466
6130 | 0.51178
6131 | 0.67378
6132 | 0.80595
6133 | 0.84398
6134 | 0.86211
6135 | 0.77108
6136 | 0.58149
6137 | 0.3504
6138 | 0.13002
6139 | 0.0096497
6140 | 0
6141 | 0
6142 | 0
6143 | 0
6144 | 0
6145 | 0
6146 | 0
6147 | 0
6148 | 0
6149 | 0
6150 | 0
6151 | 0.022823
6152 | 0.11372
6153 | 0.33645
6154 | 0.36567
6155 | 0.29929
6156 | 0.40182
6157 | 0.813
6158 | 0.9835
6159 | 0.84268
6160 | 0.41314
6161 | 0.20995
6162 | 0.066322
6163 | 0.0046912
6164 | 0
6165 | 0
6166 | 0
6167 | 0
6168 | 0
6169 | 0
6170 | 0
6171 | 0
6172 | 0
6173 | 0
6174 | 0
6175 | 0.039757
6176 | 0.24432
6177 | 0.51521
6178 | 0.74543
6179 | 0.91861
6180 | 1.0198
6181 | 1.0456
6182 | 0.99049
6183 | 0.85828
6184 | 0.66501
6185 | 0.41226
6186 | 0.14922
6187 | 0.0088906
6188 | 0
6189 | 0
6190 | 0
6191 | 0
6192 | 0
6193 | 0
6194 | 0
6195 | 0
6196 | 0
6197 | 0
6198 | 0
6199 | 0.022277
6200 | 0.113
6201 | 0.21412
6202 | 0.31633
6203 | 0.34978
6204 | 0.33486
6205 | 0.38738
6206 | 0.36503
6207 | 0.29307
6208 | 0.24182
6209 | 0.1455
6210 | 0.04702
6211 | 0.0038132
6212 | 0
6213 | 0
6214 | 0
6215 | 0
6216 | 0
6217 | 0
6218 | 0
6219 | 0
6220 | 0
6221 | 0
6222 | 0
6223 | 0.025559
6224 | 0.14603
6225 | 0.27984
6226 | 0.38878
6227 | 0.47837
6228 | 0.50402
6229 | 0.47873
6230 | 0.46635
6231 | 0.37218
6232 | 0.2382
6233 | 0.15213
6234 | 0.067767
6235 | 0.0045127
6236 | 0
6237 | 0
6238 | 0
6239 | 0
6240 | 0
6241 | 0
6242 | 0
6243 | 0
6244 | 0
6245 | 0
6246 | 0
6247 | 0.017753
6248 | 0.12512
6249 | 0.28206
6250 | 0.40488
6251 | 0.46475
6252 | 0.41909
6253 | 0.34336
6254 | 0.35735
6255 | 0.23166
6256 | 0.16869
6257 | 0.084017
6258 | 0.01328
6259 | 0.00097233
6260 | 0
6261 | 0
6262 | 0
6263 | 0
6264 | 0
6265 | 0
6266 | 0
6267 | 0
6268 | 0
6269 | 0
6270 | 0
6271 | 0.013251
6272 | 0.074689
6273 | 0.1399
6274 | 0.1865
6275 | 0.24799
6276 | 0.27982
6277 | 0.2978
6278 | 0.32475
6279 | 0.27958
6280 | 0.20245
6281 | 0.11332
6282 | 0.037673
6283 | 0.0028332
6284 | 0
6285 | 0
6286 | 0
6287 | 0
6288 | 0
6289 | 0
6290 | 0
6291 | 0
6292 | 0
6293 | 0
6294 | 0
6295 | 0.033652
6296 | 0.23688
6297 | 0.50439
6298 | 0.722
6299 | 0.88559
6300 | 0.97607
6301 | 0.99048
6302 | 0.93593
6303 | 0.81098
6304 | 0.61802
6305 | 0.37822
6306 | 0.13218
6307 | 0.0025244
6308 | 0
6309 | 0
6310 | 0
6311 | 0
6312 | 0
6313 | 0
6314 | 0
6315 | 0
6316 | 0
6317 | 0
6318 | 0
6319 | 0.033436
6320 | 0.24076
6321 | 0.51982
6322 | 0.75161
6323 | 0.92229
6324 | 1.0228
6325 | 1.0426
6326 | 0.98533
6327 | 0.84695
6328 | 0.64077
6329 | 0.38951
6330 | 0.13542
6331 | 0.0022217
6332 | 0
6333 | 0
6334 | 0
6335 | 0
6336 | 0
6337 | 0
6338 | 0
6339 | 0
6340 | 0
6341 | 0
6342 | 0
6343 | 0.010056
6344 | 0.049832
6345 | 0.090404
6346 | 0.11937
6347 | 0.14222
6348 | 0.1391
6349 | 0.1149
6350 | 0.10021
6351 | 0.097647
6352 | 0.07623
6353 | 0.041674
6354 | 0.015284
6355 | 0.0011806
6356 | 0
6357 | 0
6358 | 0
6359 | 0
6360 | 0
6361 | 0
6362 | 0
6363 | 0
6364 | 0
6365 | 0
6366 | 0
6367 | 0.0035373
6368 | 0.015223
6369 | 0.02626
6370 | 0.038346
6371 | 0.050845
6372 | 0.054754
6373 | 0.15613
6374 | 0.57584
6375 | 0.52818
6376 | 0.37717
6377 | 0.22375
6378 | 0.078934
6379 | 0.0028406
6380 | 0
6381 | 0
6382 | 0
6383 | 0
6384 | 0
6385 | 0
6386 | 0
6387 | 0
6388 | 0
6389 | 0
6390 | 0
6391 | 0.01078
6392 | 0.057639
6393 | 0.099488
6394 | 0.15509
6395 | 0.22755
6396 | 0.31997
6397 | 0.3796
6398 | 0.31709
6399 | 0.28193
6400 | 0.30206
6401 | 0.18598
6402 | 0.061609
6403 | 0.0030787
6404 | 0
6405 | 0
6406 | 0
6407 | 0
6408 | 0
6409 | 0
6410 | 0
6411 | 0
6412 | 0
6413 | 0
6414 | 0
6415 | 0.016992
6416 | 0.11204
6417 | 0.21724
6418 | 0.31584
6419 | 0.437
6420 | 0.47108
6421 | 0.5017
6422 | 0.47061
6423 | 0.3527
6424 | 0.25566
6425 | 0.14336
6426 | 0.049898
6427 | 0.0025212
6428 | 0
6429 | 0
6430 | 0
6431 | 0
6432 | 0
6433 | 0
6434 | 0
6435 | 0
6436 | 0
6437 | 0
6438 | 0
6439 | 0.0098303
6440 | 0.057616
6441 | 0.12339
6442 | 0.18527
6443 | 0.20653
6444 | 0.22179
6445 | 0.21118
6446 | 0.22196
6447 | 0.19384
6448 | 0.16075
6449 | 0.10437
6450 | 0.031659
6451 | 0.0019456
6452 | 0
6453 | 0
6454 | 0
6455 | 0
6456 | 0
6457 | 0
6458 | 0
6459 | 0
6460 | 0
6461 | 0
6462 | 0
6463 | 0.027872
6464 | 0.21872
6465 | 0.49955
6466 | 0.73138
6467 | 0.90066
6468 | 0.99989
6469 | 1.0194
6470 | 0.95698
6471 | 0.81849
6472 | 0.60584
6473 | 0.35275
6474 | 0.11031
6475 | 0
6476 | 0
6477 | 0
6478 | 0
6479 | 0
6480 | 0
6481 | 0
6482 | 0
6483 | 0
6484 | 0
6485 | 0
6486 | 0
6487 | 0.0050889
6488 | 0.028228
6489 | 0.062151
6490 | 0.18964
6491 | 0.49966
6492 | 0.47837
6493 | 0.37822
6494 | 0.36962
6495 | 0.17541
6496 | 0.036043
6497 | 0.015847
6498 | 0.0053832
6499 | 0
6500 | 0
6501 | 0
6502 | 0
6503 | 0
6504 | 0
6505 | 0
6506 | 0
6507 | 0
6508 | 0
6509 | 0
6510 | 0
6511 | 0.0030754
6512 | 0.017305
6513 | 0.059806
6514 | 0.16564
6515 | 0.4625
6516 | 0.44906
6517 | 0.51129
6518 | 0.40255
6519 | 0.34798
6520 | 0.23412
6521 | 0.13192
6522 | 0.027155
6523 | 0
6524 | 0
6525 | 0
6526 | 0
6527 | 0
6528 | 0
6529 | 0
6530 | 0
6531 | 0
6532 | 0
6533 | 0
6534 | 0
6535 | 0.0186
6536 | 0.13768
6537 | 0.29504
6538 | 0.33892
6539 | 0.32942
6540 | 0.40996
6541 | 0.4184
6542 | 0.20756
6543 | 0.13076
6544 | 0.044639
6545 | 0.061682
6546 | 0.012671
6547 | 0
6548 | 0
6549 | 0
6550 | 0
6551 | 0
6552 | 0
6553 | 0
6554 | 0
6555 | 0
6556 | 0
6557 | 0
6558 | 0
6559 | 0.0098185
6560 | 0.064091
6561 | 0.14803
6562 | 0.23742
6563 | 0.29729
6564 | 0.31591
6565 | 0.2773
6566 | 0.31205
6567 | 0.27263
6568 | 0.20065
6569 | 0.11487
6570 | 0.034981
6571 | 0
6572 | 0
6573 | 0
6574 | 0
6575 | 0
6576 | 0
6577 | 0
6578 | 0
6579 | 0
6580 | 0
6581 | 0
6582 | 0
6583 | 0.0031824
6584 | 0.031177
6585 | 0.10035
6586 | 0.13767
6587 | 0.30719
6588 | 0.25475
6589 | 0.32996
6590 | 0.8129
6591 | 0.83883
6592 | 0.54664
6593 | 0.33263
6594 | 0.079333
6595 | 0
6596 | 0
6597 | 0
6598 | 0
6599 | 0
6600 | 0
6601 | 0
6602 | 0
6603 | 0
6604 | 0
6605 | 0
6606 | 0
6607 | 0.023175
6608 | 0.21279
6609 | 0.45703
6610 | 0.67218
6611 | 0.8552
6612 | 0.92964
6613 | 0.93663
6614 | 0.89583
6615 | 0.74971
6616 | 0.54545
6617 | 0.30549
6618 | 0.084324
6619 | 0
6620 | 0
6621 | 0
6622 | 0
6623 | 0
6624 | 0
6625 | 0
6626 | 0
6627 | 0
6628 | 0
6629 | 0
6630 | 0
6631 | 0.0036486
6632 | 0.024503
6633 | 0.068342
6634 | 0.12824
6635 | 0.1611
6636 | 0.16541
6637 | 0.14131
6638 | 0.10964
6639 | 0.074787
6640 | 0.038036
6641 | 0.024274
6642 | 0.0068325
6643 | 0
6644 | 0
6645 | 0
6646 | 0
6647 | 0
6648 | 0
6649 | 0
6650 | 0
6651 | 0
6652 | 0
6653 | 0
6654 | 0
6655 | 0.0024106
6656 | 0.014089
6657 | 0.030135
6658 | 0.0431
6659 | 0.055493
6660 | 0.06216
6661 | 0.060339
6662 | 0.056864
6663 | 0.048684
6664 | 0.035384
6665 | 0.017807
6666 | 0.0032798
6667 | 0
6668 | 0
6669 | 0
6670 | 0
6671 | 0
6672 | 0
6673 | 0
6674 | 0
6675 | 0
6676 | 0
6677 | 0
6678 | 0
6679 | 0.013796
6680 | 0.10279
6681 | 0.23534
6682 | 0.49171
6683 | 0.82246
6684 | 0.84989
6685 | 0.8212
6686 | 0.75628
6687 | 0.58316
6688 | 0.43822
6689 | 0.17592
6690 | 0.014388
6691 | 0
6692 | 0
6693 | 0
6694 | 0
6695 | 0
6696 | 0
6697 | 0
6698 | 0
6699 | 0
6700 | 0
6701 | 0
6702 | 0
6703 | 0.016831
6704 | 0.1479
6705 | 0.31659
6706 | 0.40113
6707 | 0.54968
6708 | 0.64113
6709 | 0.66312
6710 | 0.6838
6711 | 0.56618
6712 | 0.39324
6713 | 0.19123
6714 | 0.022483
6715 | 0
6716 | 0
6717 | 0
6718 | 0
6719 | 0
6720 | 0
6721 | 0
6722 | 0
6723 | 0
6724 | 0
6725 | 0
6726 | 0
6727 | 0.0070885
6728 | 0.049161
6729 | 0.12185
6730 | 0.18725
6731 | 0.24004
6732 | 0.25596
6733 | 0.26746
6734 | 0.23238
6735 | 0.17648
6736 | 0.11575
6737 | 0.05051
6738 | 0.0054513
6739 | 0
6740 | 0
6741 | 0
6742 | 0
6743 | 0
6744 | 0
6745 | 0
6746 | 0
6747 | 0
6748 | 0
6749 | 0
6750 | 0
6751 | 0.0070265
6752 | 0.068827
6753 | 0.2372
6754 | 0.23454
6755 | 0.18736
6756 | 0.21427
6757 | 0.18132
6758 | 0.16046
6759 | 0.44202
6760 | 0.3711
6761 | 0.22584
6762 | 0.02638
6763 | 0
6764 | 0
6765 | 0
6766 | 0
6767 | 0
6768 | 0
6769 | 0
6770 | 0
6771 | 0
6772 | 0
6773 | 0
6774 | 0
6775 | 0.010481
6776 | 0.090955
6777 | 0.2399
6778 | 0.41409
6779 | 0.64166
6780 | 0.50344
6781 | 0.46828
6782 | 0.6022
6783 | 0.48714
6784 | 0.37245
6785 | 0.15018
6786 | 0.016084
6787 | 0
6788 | 0
6789 | 0
6790 | 0
6791 | 0
6792 | 0
6793 | 0
6794 | 0
6795 | 0
6796 | 0
6797 | 0
6798 | 0
6799 | 0.0066151
6800 | 0.07173
6801 | 0.17318
6802 | 0.28709
6803 | 0.34662
6804 | 0.38284
6805 | 0.41159
6806 | 0.44392
6807 | 0.2767
6808 | 0.17634
6809 | 0.085737
6810 | 0.0067161
6811 | 0
6812 | 0
6813 | 0
6814 | 0
6815 | 0
6816 | 0
6817 | 0
6818 | 0
6819 | 0
6820 | 0
6821 | 0
6822 | 0
6823 | 0.0033028
6824 | 0.036441
6825 | 0.097155
6826 | 0.14829
6827 | 0.18883
6828 | 0.21247
6829 | 0.20767
6830 | 0.17591
6831 | 0.13902
6832 | 0.093553
6833 | 0.038709
6834 | 0.003702
6835 | 0
6836 | 0
6837 | 0
6838 | 0
6839 | 0
6840 | 0
6841 | 0
6842 | 0
6843 | 0
6844 | 0
6845 | 0
6846 | 0
6847 | 0.0024767
6848 | 0.025443
6849 | 0.062168
6850 | 0.098825
6851 | 0.12822
6852 | 0.14261
6853 | 0.14522
6854 | 0.13539
6855 | 0.1065
6856 | 0.069964
6857 | 0.031581
6858 | 0.0029281
6859 | 0
6860 | 0
6861 | 0
6862 | 0
6863 | 0
6864 | 0
6865 | 0
6866 | 0
6867 | 0
6868 | 0
6869 | 0
6870 | 0
6871 | 0.0027458
6872 | 0.027501
6873 | 0.068605
6874 | 0.11548
6875 | 0.14643
6876 | 0.15966
6877 | 0.15376
6878 | 0.13144
6879 | 0.10468
6880 | 0.068928
6881 | 0.030262
6882 | 0.0028254
6883 | 0
6884 | 0
6885 | 0
6886 | 0
6887 | 0
6888 | 0
6889 | 0
6890 | 0
6891 | 0
6892 | 0
6893 | 0
6894 | 0
6895 | 0.005318
6896 | 0.058459
6897 | 0.14901
6898 | 0.24714
6899 | 0.34714
6900 | 0.37678
6901 | 0.35836
6902 | 0.33058
6903 | 0.25224
6904 | 0.1619
6905 | 0.058668
6906 | 0.0042432
6907 | 0
6908 | 0
6909 | 0
6910 | 0
6911 | 0
6912 | 0
6913 | 0
6914 | 0
6915 | 0
6916 | 0
6917 | 0
6918 | 0
6919 | 0.0008202
6920 | 0.0080058
6921 | 0.017241
6922 | 0.025801
6923 | 0.036882
6924 | 0.043302
6925 | 0.13485
6926 | 0.4806
6927 | 0.42833
6928 | 0.29306
6929 | 0.13226
6930 | 0.0086312
6931 | 0
6932 | 0
6933 | 0
6934 | 0
6935 | 0
6936 | 0
6937 | 0
6938 | 0
6939 | 0
6940 | 0
6941 | 0
6942 | 0
6943 | 0.00061458
6944 | 0.012353
6945 | 0.076447
6946 | 0.26748
6947 | 0.51557
6948 | 0.5782
6949 | 0.52765
6950 | 0.62086
6951 | 0.60837
6952 | 0.41089
6953 | 0.22085
6954 | 0.013073
6955 | 0
6956 | 0
6957 | 0
6958 | 0
6959 | 0
6960 | 0
6961 | 0
6962 | 0
6963 | 0
6964 | 0
6965 | 0
6966 | 0
6967 | 0.0032155
6968 | 0.035014
6969 | 0.097052
6970 | 0.15254
6971 | 0.18817
6972 | 0.18946
6973 | 0.20072
6974 | 0.18327
6975 | 0.13516
6976 | 0.08735
6977 | 0.038304
6978 | 0.002936
6979 | 0
6980 | 0
6981 | 0
6982 | 0
6983 | 0
6984 | 0
6985 | 0
6986 | 0
6987 | 0
6988 | 0
6989 | 0
6990 | 0
6991 | 0.0022932
6992 | 0.024186
6993 | 0.066374
6994 | 0.10879
6995 | 0.1406
6996 | 0.16739
6997 | 0.1761
6998 | 0.1593
6999 | 0.11826
7000 | 0.07558
7001 | 0.031547
7002 | 0.0025216
7003 | 0
7004 | 0
7005 | 0
7006 | 0
7007 | 0
7008 | 0
7009 | 0
7010 | 0
7011 | 0
7012 | 0
7013 | 0
7014 | 0
7015 | 0.010248
7016 | 0.12383
7017 | 0.12945
7018 | 0.12828
7019 | 0.30793
7020 | 0.52824
7021 | 0.8011
7022 | 0.85185
7023 | 0.70052
7024 | 0.35603
7025 | 0.19758
7026 | 0.011512
7027 | 0
7028 | 0
7029 | 0
7030 | 0
7031 | 0
7032 | 0
7033 | 0
7034 | 0
7035 | 0
7036 | 0
7037 | 0
7038 | 0
7039 | 0
7040 | 0.043778
7041 | 0.12753
7042 | 0.20389
7043 | 0.23997
7044 | 0.2837
7045 | 0.28199
7046 | 0.25509
7047 | 0.17598
7048 | 0.11259
7049 | 0.042093
7050 | 0.0028478
7051 | 0
7052 | 0
7053 | 0
7054 | 0
7055 | 0
7056 | 0
7057 | 0
7058 | 0
7059 | 0
7060 | 0
7061 | 0
7062 | 0
7063 | 0
7064 | 0.059009
7065 | 0.27592
7066 | 0.47054
7067 | 0.60568
7068 | 0.68089
7069 | 0.69097
7070 | 0.63811
7071 | 0.5215
7072 | 0.33915
7073 | 0.13666
7074 | 0.007233
7075 | 0
7076 | 0
7077 | 0
7078 | 0
7079 | 0
7080 | 0
7081 | 0
7082 | 0
7083 | 0
7084 | 0
7085 | 0
7086 | 0
7087 | 0
7088 | 0.059878
7089 | 0.28771
7090 | 0.5036
7091 | 0.64387
7092 | 0.72255
7093 | 0.724
7094 | 0.63699
7095 | 0.50036
7096 | 0.32405
7097 | 0.10453
7098 | 0.0058464
7099 | 0
7100 | 0
7101 | 0
7102 | 0
7103 | 0
7104 | 0
7105 | 0
7106 | 0
7107 | 0
7108 | 0
7109 | 0
7110 | 0
7111 | 0
7112 | 0.056059
7113 | 0.26464
7114 | 0.43188
7115 | 0.54613
7116 | 0.59367
7117 | 0.5925
7118 | 0.59558
7119 | 0.44812
7120 | 0.27529
7121 | 0.10099
7122 | 0.0057074
7123 | 0
7124 | 0
7125 | 0
7126 | 0
7127 | 0
7128 | 0
7129 | 0
7130 | 0
7131 | 0
7132 | 0
7133 | 0
7134 | 0
7135 | 0
7136 | 0.0077052
7137 | 0.031646
7138 | 0.066876
7139 | 0.10382
7140 | 0.051824
7141 | 0.17364
7142 | 0.44356
7143 | 0.33803
7144 | 0.27814
7145 | 0.15249
7146 | 0.0090387
7147 | 0
7148 | 0
7149 | 0
7150 | 0
7151 | 0
7152 | 0
7153 | 0
7154 | 0
7155 | 0
7156 | 0
7157 | 0
7158 | 0
7159 | 0
7160 | 0.0056951
7161 | 0.02241
7162 | 0.037404
7163 | 0.047308
7164 | 0.051912
7165 | 0.054364
7166 | 0.048979
7167 | 0.038499
7168 | 0.024325
7169 | 0.0096564
7170 | 0.0006663
7171 | 0
7172 | 0
7173 | 0
7174 | 0
7175 | 0
7176 | 0
7177 | 0
7178 | 0
7179 | 0
7180 | 0
7181 | 0
7182 | 0
7183 | 0
7184 | 0.0053847
7185 | 0.017496
7186 | 0.031175
7187 | 0.042364
7188 | 0.046598
7189 | 0.045664
7190 | 0.043357
7191 | 0.031957
7192 | 0.018634
7193 | 0.008007
7194 | 0.00056356
7195 | 0
7196 | 0
7197 | 0
7198 | 0
7199 | 0
7200 | 0
7201 | 0
7202 | 0
7203 | 0
7204 | 0
7205 | 0
7206 | 0
7207 | 0
7208 | 0.02947
7209 | 0.11358
7210 | 0.10752
7211 | 0.13087
7212 | 0.23665
7213 | 0.19017
7214 | 0.26858
7215 | 0.1314
7216 | 0.049418
7217 | 0.0069849
7218 | 0
7219 | 0
7220 | 0
7221 | 0
7222 | 0
7223 | 0
7224 | 0
7225 | 0
7226 | 0
7227 | 0
7228 | 0
7229 | 0
7230 | 0
7231 | 0
7232 | 0.053211
7233 | 0.23661
7234 | 0.24056
7235 | 0.25669
7236 | 0.29518
7237 | 0.29361
7238 | 0.24937
7239 | 0.13837
7240 | 0.024383
7241 | 0.017747
7242 | 0
7243 | 0
7244 | 0
7245 | 0
7246 | 0
7247 | 0
7248 | 0
7249 | 0
7250 | 0
7251 | 0
7252 | 0
7253 | 0
7254 | 0
7255 | 0
7256 | 0.005387
7257 | 0.017908
7258 | 0.033281
7259 | 0.12825
7260 | 0.28821
7261 | 0.3659
7262 | 0.37309
7263 | 0.32144
7264 | 0.18935
7265 | 0.044665
7266 | 0
7267 | 0
7268 | 0
7269 | 0
7270 | 0
7271 | 0
7272 | 0
7273 | 0
7274 | 0
7275 | 0
7276 | 0
7277 | 0
7278 | 0
7279 | 0
7280 | 0.011414
7281 | 0.067173
7282 | 0.17368
7283 | 0.45081
7284 | 0.8271
7285 | 0.83871
7286 | 0.78624
7287 | 0.58458
7288 | 0.32321
7289 | 0.13475
7290 | 0
7291 | 0
7292 | 0
7293 | 0
7294 | 0
7295 | 0
7296 | 0
7297 | 0
7298 | 0
7299 | 0
7300 | 0
7301 | 0
7302 | 0
7303 | 0
7304 | 0.016423
7305 | 0.10528
7306 | 0.21257
7307 | 0.35159
7308 | 0.38521
7309 | 0.35519
7310 | 0.33043
7311 | 0.27946
7312 | 0.17708
7313 | 0.057783
7314 | 0
7315 | 0
7316 | 0
7317 | 0
7318 | 0
7319 | 0
7320 | 0
7321 | 0
7322 | 0
7323 | 0
7324 | 0
7325 | 0
7326 | 0
7327 | 0
7328 | 0.0089665
7329 | 0.043654
7330 | 0.078121
7331 | 0.095231
7332 | 0.10302
7333 | 0.09727
7334 | 0.085775
7335 | 0.064024
7336 | 0.04027
7337 | 0.01267
7338 | 0
7339 | 0
7340 | 0
7341 | 0
7342 | 0
7343 | 0
7344 | 0
7345 | 0
7346 | 0
7347 | 0
7348 | 0
7349 | 0
7350 | 0
7351 | 0
7352 | 0.0026121
7353 | 0.010272
7354 | 0.018952
7355 | 0.025903
7356 | 0.029961
7357 | 0.03131
7358 | 0.027253
7359 | 0.020919
7360 | 0.012025
7361 | 0.0038936
7362 | 0
7363 | 0
7364 | 0
7365 | 0
7366 | 0
7367 | 0
7368 | 0
7369 | 0
7370 | 0
7371 | 0
7372 | 0
7373 | 0
7374 | 0
7375 | 0
7376 | 0.0024581
7377 | 0.0094992
7378 | 0.018125
7379 | 0.025074
7380 | 0.028663
7381 | 0.028768
7382 | 0.026889
7383 | 0.020453
7384 | 0.012591
7385 | 0.0039451
7386 | 0
7387 | 0
7388 | 0
7389 | 0
7390 | 0
7391 | 0
7392 | 0
7393 | 0
7394 | 0
7395 | 0
7396 | 0
7397 | 0
7398 | 0
7399 | 0
7400 | 0.023602
7401 | 0.14578
7402 | 0.27642
7403 | 0.38835
7404 | 0.45631
7405 | 0.57551
7406 | 0.62359
7407 | 0.4296
7408 | 0.14342
7409 | 0.064955
7410 | 0
7411 | 0
7412 | 0
7413 | 0
7414 | 0
7415 | 0
7416 | 0
7417 | 0
7418 | 0
7419 | 0
7420 | 0
7421 | 0
7422 | 0
7423 | 0
7424 | 0.035825
7425 | 0.25396
7426 | 0.57593
7427 | 0.76931
7428 | 0.81514
7429 | 0.71338
7430 | 0.61488
7431 | 0.4713
7432 | 0.32787
7433 | 0.1369
7434 | 0
7435 | 0
7436 | 0
7437 | 0
7438 | 0
7439 | 0
7440 | 0
7441 | 0
7442 | 0
7443 | 0
7444 | 0
7445 | 0
7446 | 0
7447 | 0
7448 | 0.0064902
7449 | 0.039515
7450 | 0.085546
7451 | 0.12504
7452 | 0.15607
7453 | 0.15726
7454 | 0.14281
7455 | 0.10312
7456 | 0.052063
7457 | 0.0085467
7458 | 0
7459 | 0
7460 | 0
7461 | 0
7462 | 0
7463 | 0
7464 | 0
7465 | 0
7466 | 0
7467 | 0
7468 | 0
7469 | 0
7470 | 0
7471 | 0
7472 | 0.010519
7473 | 0.063091
7474 | 0.10099
7475 | 0.13393
7476 | 0.35935
7477 | 0.66074
7478 | 0.73089
7479 | 0.40585
7480 | 0.24075
7481 | 0.026619
7482 | 0
7483 | 0
7484 | 0
7485 | 0
7486 | 0
7487 | 0
7488 | 0
7489 | 0
7490 | 0
7491 | 0
7492 | 0
7493 | 0
7494 | 0
7495 | 0
7496 | 0.045518
7497 | 0.29524
7498 | 0.54721
7499 | 0.70307
7500 | 0.64868
7501 | 0.64332
7502 | 0.63816
7503 | 0.36524
7504 | 0.15705
7505 | 0.018157
7506 | 0
7507 | 0
7508 | 0
7509 | 0
7510 | 0
7511 | 0
7512 | 0
7513 | 0
7514 | 0
7515 | 0
7516 | 0
7517 | 0
7518 | 0
7519 | 0
7520 | 0.0083627
7521 | 0.11176
7522 | 0.43375
7523 | 0.44455
7524 | 0.29221
7525 | 0.31988
7526 | 0.25556
7527 | 0.20133
7528 | 0.16934
7529 | 0.013626
7530 | 0
7531 | 0
7532 | 0
7533 | 0
7534 | 0
7535 | 0
7536 | 0
7537 | 0
7538 | 0
7539 | 0
7540 | 0
7541 | 0
7542 | 0
7543 | 0
7544 | 0.019611
7545 | 0.1229
7546 | 0.23109
7547 | 0.33845
7548 | 0.38742
7549 | 0.45053
7550 | 0.46417
7551 | 0.29931
7552 | 0.15052
7553 | 0.015623
7554 | 0
7555 | 0
7556 | 0
7557 | 0
7558 | 0
7559 | 0
7560 | 0
7561 | 0
7562 | 0
7563 | 0
7564 | 0
7565 | 0
7566 | 0
7567 | 0
7568 | 0.0056724
7569 | 0.038862
7570 | 0.087184
7571 | 0.10175
7572 | 0.12589
7573 | 0.075065
7574 | 0.062948
7575 | 0.048292
7576 | 0.026574
7577 | 0.0034371
7578 | 0
7579 | 0
7580 | 0
7581 | 0
7582 | 0
7583 | 0
7584 | 0
7585 | 0
7586 | 0
7587 | 0
7588 | 0
7589 | 0
7590 | 0
7591 | 0
7592 | 0.01612
7593 | 0.098434
7594 | 0.18308
7595 | 0.32197
7596 | 0.36269
7597 | 0.39574
7598 | 0.33667
7599 | 0.18612
7600 | 0.090035
7601 | 0.0067824
7602 | 0
7603 | 0
7604 | 0
7605 | 0
7606 | 0
7607 | 0
7608 | 0
7609 | 0
7610 | 0
7611 | 0
7612 | 0
7613 | 0
7614 | 0
7615 | 0
7616 | 0.001485
7617 | 0.0097582
7618 | 0.026396
7619 | 0.037559
7620 | 0.045264
7621 | 0.15425
7622 | 0.56099
7623 | 0.5064
7624 | 0.24939
7625 | 0.023728
7626 | 0
7627 | 0
7628 | 0
7629 | 0
7630 | 0
7631 | 0
7632 | 0
7633 | 0
7634 | 0
7635 | 0
7636 | 0
7637 | 0
7638 | 0
7639 | 0
7640 | 0.0080736
7641 | 0.052804
7642 | 0.12841
7643 | 0.20442
7644 | 0.23483
7645 | 0.2431
7646 | 0.21427
7647 | 0.14607
7648 | 0.081772
7649 | 0.0093974
7650 | 0
7651 | 0
7652 | 0
7653 | 0
7654 | 0
7655 | 0
7656 | 0
7657 | 0
7658 | 0
7659 | 0
7660 | 0
7661 | 0
7662 | 0
7663 | 0
7664 | 0.0016395
7665 | 0.011151
7666 | 0.030339
7667 | 0.040001
7668 | 0.039282
7669 | 0.16595
7670 | 0.66461
7671 | 0.64165
7672 | 0.29042
7673 | 0.025034
7674 | 0
7675 | 0
7676 | 0
7677 | 0
7678 | 0
7679 | 0
7680 | 0
7681 | 0
7682 | 0
7683 | 0
7684 | 0
7685 | 0
7686 | 0
7687 | 0
7688 | 0.0035512
7689 | 0.024776
7690 | 0.061499
7691 | 0.084609
7692 | 0.078674
7693 | 0.066257
7694 | 0.07219
7695 | 0.060706
7696 | 0.03095
7697 | 0.004728
7698 | 0
7699 | 0
7700 | 0
7701 | 0
7702 | 0
7703 | 0
7704 | 0
7705 | 0
7706 | 0
7707 | 0
7708 | 0
7709 | 0
7710 | 0
7711 | 0
7712 | 0.0043331
7713 | 0.029378
7714 | 0.067689
7715 | 0.097085
7716 | 0.11747
7717 | 0.12099
7718 | 0.10839
7719 | 0.07467
7720 | 0.032946
7721 | 0.003287
7722 | 0
7723 | 0
7724 | 0
7725 | 0
7726 | 0
7727 | 0
7728 | 0
7729 | 0
7730 | 0
7731 | 0
7732 | 0
7733 | 0
7734 | 0
7735 | 0
7736 | 0.0057513
7737 | 0.046254
7738 | 0.14259
7739 | 0.19477
7740 | 0.091862
7741 | 0.041263
7742 | 0.021801
7743 | 0.020809
7744 | 0.030334
7745 | 0.0030841
7746 | 0
7747 | 0
7748 | 0
7749 | 0
7750 | 0
7751 | 0
7752 | 0
7753 | 0
7754 | 0
7755 | 0
7756 | 0
7757 | 0
7758 | 0
7759 | 0
7760 | 0.0019557
7761 | 0.019489
7762 | 0.044272
7763 | 0.066777
7764 | 0.078847
7765 | 0.079261
7766 | 0.068917
7767 | 0.049076
7768 | 0.023991
7769 | 0.0024121
7770 | 0
7771 | 0
7772 | 0
7773 | 0
7774 | 0
7775 | 0
7776 | 0
7777 | 0
7778 | 0
7779 | 0
7780 | 0
7781 | 0
7782 | 0
7783 | 0
7784 | 0.0014384
7785 | 0.014512
7786 | 0.03294
7787 | 0.047604
7788 | 0.057617
7789 | 0.059131
7790 | 0.052976
7791 | 0.032676
7792 | 0.017245
7793 | 0.0019481
7794 | 0
7795 | 0
7796 | 0
7797 | 0
7798 | 0
7799 | 0
7800 | 0
7801 | 0
7802 | 0
7803 | 0
7804 | 0
7805 | 0
7806 | 0
7807 | 0
7808 | 0.0073983
7809 | 0.086799
7810 | 0.19788
7811 | 0.22999
7812 | 0.24485
7813 | 0.26208
7814 | 0.2406
7815 | 0.17653
7816 | 0.076213
7817 | 0.0050387
7818 | 0
7819 | 0
7820 | 0
7821 | 0
7822 | 0
7823 | 0
7824 | 0
7825 | 0
7826 | 0
7827 | 0
7828 | 0
7829 | 0
7830 | 0
7831 | 0
7832 | 0.0020626
7833 | 0.020905
7834 | 0.05009
7835 | 0.076213
7836 | 0.091029
7837 | 0.09197
7838 | 0.079451
7839 | 0.055903
7840 | 0.025611
7841 | 0.0025162
7842 | 0
7843 | 0
7844 | 0
7845 | 0
7846 | 0
7847 | 0
7848 | 0
7849 | 0
7850 | 0
7851 | 0
7852 | 0
7853 | 0
7854 | 0
7855 | 0
7856 | 0.013093
7857 | 0.15544
7858 | 0.3388
7859 | 0.39426
7860 | 0.33754
7861 | 0.34591
7862 | 0.31358
7863 | 0.23876
7864 | 0.12753
7865 | 0.008838
7866 | 0
7867 | 0
7868 | 0
7869 | 0
7870 | 0
7871 | 0
7872 | 0
7873 | 0
7874 | 0
7875 | 0
7876 | 0
7877 | 0
7878 | 0
7879 | 0
7880 | 0.0018565
7881 | 0.022919
7882 | 0.064041
7883 | 0.083927
7884 | 0.12488
7885 | 0.095146
7886 | 0.060111
7887 | 0.063574
7888 | 0.032385
7889 | 0.0029312
7890 | 0
7891 | 0
7892 | 0
7893 | 0
7894 | 0
7895 | 0
7896 | 0
7897 | 0
7898 | 0
7899 | 0
7900 | 0
7901 | 0
7902 | 0
7903 | 0
7904 | 0.00082054
7905 | 0.0083163
7906 | 0.019096
7907 | 0.027746
7908 | 0.033145
7909 | 0.0346
7910 | 0.030391
7911 | 0.022977
7912 | 0.011716
7913 | 0.0015368
7914 | 0
7915 | 0
7916 | 0
7917 | 0
7918 | 0
7919 | 0
7920 | 0
7921 | 0
7922 | 0
7923 | 0
7924 | 0
7925 | 0
7926 | 0
7927 | 0
7928 | 0.015547
7929 | 0.21155
7930 | 0.54845
7931 | 0.71929
7932 | 0.64353
7933 | 0.60797
7934 | 0.57032
7935 | 0.35845
7936 | 0.16701
7937 | 0.011841
7938 | 0
7939 | 0
7940 | 0
7941 | 0
7942 | 0
7943 | 0
7944 | 0
7945 | 0
7946 | 0
7947 | 0
7948 | 0
7949 | 0
7950 | 0
7951 | 0
7952 | 0.025466
7953 | 0.2887
7954 | 0.47113
7955 | 0.51786
7956 | 0.46905
7957 | 0.26578
7958 | 0.23396
7959 | 0.27385
7960 | 0.086757
7961 | 0.0056785
7962 | 0
7963 | 0
7964 | 0
7965 | 0
7966 | 0
7967 | 0
7968 | 0
7969 | 0
7970 | 0
7971 | 0
7972 | 0
7973 | 0
7974 | 0
7975 | 0
7976 | 0.00341
7977 | 0.032424
7978 | 0.093083
7979 | 0.18457
7980 | 0.24248
7981 | 0.25935
7982 | 0.16171
7983 | 0.10135
7984 | 0.055844
7985 | 0.0036249
7986 | 0
7987 | 0
7988 | 0
7989 | 0
7990 | 0
7991 | 0
7992 | 0
7993 | 0
7994 | 0
7995 | 0
7996 | 0
7997 | 0
7998 | 0
7999 | 0
8000 | 0.0014445
8001 | 0.014997
8002 | 0.034985
8003 | 0.050479
8004 | 0.069181
8005 | 0.071135
8006 | 0.06577
8007 | 0.049489
8008 | 0.020784
8009 | 0.0017961
8010 | 0
8011 | 0
8012 | 0
8013 | 0
8014 | 0
8015 | 0
8016 | 0
8017 | 0
8018 | 0
8019 | 0
8020 | 0
8021 | 0
8022 | 0
8023 | 0
8024 | 0
8025 | 0.0075484
8026 | 0.025158
8027 | 0.037922
8028 | 0.045621
8029 | 0.047548
8030 | 0.041353
8031 | 0.030082
8032 | 0.015129
8033 | 0.0014352
8034 | 0
8035 | 0
8036 | 0
8037 | 0
8038 | 0
8039 | 0
8040 | 0
8041 | 0
8042 | 0
8043 | 0
8044 | 0
8045 | 0
8046 | 0
8047 | 0
8048 | 0
8049 | 0.0044582
8050 | 0.012539
8051 | 0.022152
8052 | 0.027755
8053 | 0.15484
8054 | 0.51994
8055 | 0.37416
8056 | 0.22256
8057 | 0.016835
8058 | 0
8059 | 0
8060 | 0
8061 | 0
8062 | 0
8063 | 0
8064 | 0
8065 | 0
8066 | 0
8067 | 0
8068 | 0
8069 | 0
8070 | 0
8071 | 0
8072 | 0
8073 | 0.0046125
8074 | 0.012538
8075 | 0.019876
8076 | 0.023038
8077 | 0.023557
8078 | 0.021275
8079 | 0.015274
8080 | 0.0073361
8081 | 0.00086978
8082 | 0
8083 | 0
8084 | 0
8085 | 0
8086 | 0
8087 | 0
8088 | 0
8089 | 0
8090 | 0
8091 | 0
8092 | 0
8093 | 0
8094 | 0
8095 | 0
8096 | 0
8097 | 0.023785
8098 | 0.11031
8099 | 0.18559
8100 | 0.21701
8101 | 0.22633
8102 | 0.20713
8103 | 0.14644
8104 | 0.05233
8105 | 0.0031852
8106 | 0
8107 | 0
8108 | 0
8109 | 0
8110 | 0
8111 | 0
8112 | 0
8113 | 0
8114 | 0
8115 | 0
8116 | 0
8117 | 0
8118 | 0
8119 | 0
8120 | 0
8121 | 0.063406
8122 | 0.32476
8123 | 0.55394
8124 | 0.58138
8125 | 0.58931
8126 | 0.461
8127 | 0.27265
8128 | 0.14931
8129 | 0.010079
8130 | 0
8131 | 0
8132 | 0
8133 | 0
8134 | 0
8135 | 0
8136 | 0
8137 | 0
8138 | 0
8139 | 0
8140 | 0
8141 | 0
8142 | 0
8143 | 0
8144 | 0
8145 | 0.022157
8146 | 0.098099
8147 | 0.030891
8148 | 0.17419
8149 | 0.64458
8150 | 0.62396
8151 | 0.63237
8152 | 0.37346
8153 | 0.029646
8154 | 0
8155 | 0
8156 | 0
8157 | 0
8158 | 0
8159 | 0
8160 | 0
8161 | 0
8162 | 0
8163 | 0
8164 | 0
8165 | 0
8166 | 0
8167 | 0
8168 | 0
8169 | 0.0043053
8170 | 0.014189
8171 | 0.022305
8172 | 0.025831
8173 | 0.027127
8174 | 0.022929
8175 | 0.015997
8176 | 0.0073877
8177 | 0.00086983
8178 | 0
8179 | 0
8180 | 0
8181 | 0
8182 | 0
8183 | 0
8184 | 0
8185 | 0
8186 | 0
8187 | 0
8188 | 0
8189 | 0
8190 | 0
8191 | 0
8192 | 0
8193 | 0.012196
8194 | 0.053425
8195 | 0.088278
8196 | 0.10993
8197 | 0.11281
8198 | 0.096993
8199 | 0.06816
8200 | 0.030295
8201 | 0.002367
8202 | 0
8203 | 0
8204 | 0
8205 | 0
8206 | 0
8207 | 0
8208 | 0
8209 | 0
8210 | 0
8211 | 0
8212 | 0
8213 | 0
8214 | 0
8215 | 0
8216 | 0
8217 | 0.071882
8218 | 0.36492
8219 | 0.6284
8220 | 0.70571
8221 | 0.67349
8222 | 0.53113
8223 | 0.39326
8224 | 0.22149
8225 | 0.015129
8226 | 0
8227 | 0
8228 | 0
8229 | 0
8230 | 0
8231 | 0
8232 | 0
8233 | 0
8234 | 0
8235 | 0
8236 | 0
8237 | 0
8238 | 0
8239 | 0
8240 | 0
8241 | 0.075727
8242 | 0.39719
8243 | 0.65125
8244 | 0.74851
8245 | 0.77577
8246 | 0.57183
8247 | 0.39354
8248 | 0.22981
8249 | 0.016457
8250 | 0
8251 | 0
8252 | 0
8253 | 0
8254 | 0
8255 | 0
8256 | 0
8257 | 0
8258 | 0
8259 | 0
8260 | 0
8261 | 0
8262 | 0
8263 | 0
8264 | 0
8265 | 0.017793
8266 | 0.092185
8267 | 0.13436
8268 | 0.16067
8269 | 0.15515
8270 | 0.14161
8271 | 0.096756
8272 | 0.039862
8273 | 0.0027314
8274 | 0
8275 | 0
8276 | 0
8277 | 0
8278 | 0
8279 | 0
8280 | 0
8281 | 0
8282 | 0
8283 | 0
8284 | 0
8285 | 0
8286 | 0
8287 | 0
8288 | 0
8289 | 0.0029188
8290 | 0.0098067
8291 | 0.016155
8292 | 0.020449
8293 | 0.021071
8294 | 0.018947
8295 | 0.013725
8296 | 0.0066159
8297 | 0.00081855
8298 | 0
8299 | 0
8300 | 0
8301 | 0
8302 | 0
8303 | 0
8304 | 0
8305 | 0
8306 | 0
8307 | 0
8308 | 0
8309 | 0
8310 | 0
8311 | 0
8312 | 0
8313 | 0.0029188
8314 | 0.0098066
8315 | 0.015999
8316 | 0.019984
8317 | 0.02164
8318 | 0.018844
8319 | 0.012952
8320 | 0.0059475
8321 | 0.00076725
8322 | 0
8323 | 0
8324 | 0
8325 | 0
8326 | 0
8327 | 0
8328 | 0
8329 | 0
8330 | 0
8331 | 0
8332 | 0
8333 | 0
8334 | 0
8335 | 0
8336 | 0
8337 | 0.0058566
8338 | 0.027357
8339 | 0.047499
8340 | 0.059365
8341 | 0.063585
8342 | 0.058299
8343 | 0.042999
8344 | 0.01913
8345 | 0.0016939
8346 | 0
8347 | 0
8348 | 0
8349 | 0
8350 | 0
8351 | 0
8352 | 0
8353 | 0
8354 | 0
8355 | 0
8356 | 0
8357 | 0
8358 | 0
8359 | 0
8360 | 0
8361 | 0.0043106
8362 | 0.019569
8363 | 0.032259
8364 | 0.040728
8365 | 0.04333
8366 | 0.037193
8367 | 0.026243
8368 | 0.013011
8369 | 0.0012812
8370 | 0
8371 | 0
8372 | 0
8373 | 0
8374 | 0
8375 | 0
8376 | 0
8377 | 0
8378 | 0
8379 | 0
8380 | 0
8381 | 0
8382 | 0
8383 | 0
8384 | 0
8385 | 0.002458
8386 | 0.0090342
8387 | 0.015328
8388 | 0.019621
8389 | 0.020244
8390 | 0.01812
8391 | 0.013055
8392 | 0.0065645
8393 | 0.00081854
8394 | 0
8395 | 0
8396 | 0
8397 | 0
8398 | 0
8399 | 0
8400 | 0
8401 | 0
8402 | 0
8403 | 0
8404 | 0
8405 | 0
8406 | 0
8407 | 0
8408 | 0
8409 | 0.040009
8410 | 0.21509
8411 | 0.33375
8412 | 0.38294
8413 | 0.43482
8414 | 0.28568
8415 | 0.21077
8416 | 0.097587
8417 | 0.0053054
8418 | 0
8419 | 0
8420 | 0
8421 | 0
8422 | 0
8423 | 0
8424 | 0
8425 | 0
8426 | 0
8427 | 0
8428 | 0
8429 | 0
8430 | 0
8431 | 0
8432 | 0
8433 | 0.026874
8434 | 0.13352
8435 | 0.15819
8436 | 0.27259
8437 | 0.38646
8438 | 0.47124
8439 | 0.44542
8440 | 0.29727
8441 | 0.024456
8442 | 0
8443 | 0
8444 | 0
8445 | 0
8446 | 0
8447 | 0
8448 | 0
8449 | 0
8450 | 0
8451 | 0
8452 | 0
8453 | 0
8454 | 0
8455 | 0
8456 | 0
8457 | 0.0030749
8458 | 0.013055
8459 | 0.023753
8460 | 0.030545
8461 | 0.032102
8462 | 0.027588
8463 | 0.019096
8464 | 0.0088297
8465 | 0.00097252
8466 | 0
8467 | 0
8468 | 0
8469 | 0
8470 | 0
8471 | 0
8472 | 0
8473 | 0
8474 | 0
8475 | 0
8476 | 0
8477 | 0
8478 | 0
8479 | 0
8480 | 0
8481 | 0.014483
8482 | 0.089269
8483 | 0.15497
8484 | 0.2169
8485 | 0.29559
8486 | 0.21422
8487 | 0.15804
8488 | 0.14498
8489 | 0.011265
8490 | 0
8491 | 0
8492 | 0
8493 | 0
8494 | 0
8495 | 0
8496 | 0
8497 | 0
8498 | 0
8499 | 0
8500 | 0
8501 | 0
8502 | 0
8503 | 0
8504 | 0
8505 | 0.0093098
8506 | 0.05083
8507 | 0.091275
8508 | 0.12803
8509 | 0.13611
8510 | 0.12119
8511 | 0.084057
8512 | 0.033451
8513 | 0.0024704
8514 | 0
8515 | 0
8516 | 0
8517 | 0
8518 | 0
8519 | 0
8520 | 0
8521 | 0
8522 | 0
8523 | 0
8524 | 0
8525 | 0
8526 | 0
8527 | 0
8528 | 0
8529 | 0.072418
8530 | 0.37859
8531 | 0.59946
8532 | 0.59236
8533 | 0.57138
8534 | 0.49929
8535 | 0.27907
8536 | 0.17359
8537 | 0.0112
8538 | 0
8539 | 0
8540 | 0
8541 | 0
8542 | 0
8543 | 0
8544 | 0
8545 | 0
8546 | 0
8547 | 0
8548 | 0
8549 | 0
8550 | 0
8551 | 0
8552 | 0
8553 | 0.003384
8554 | 0.015225
8555 | 0.028678
8556 | 0.036464
8557 | 0.038699
8558 | 0.03423
8559 | 0.024946
8560 | 0.011099
8561 | 0.0011266
8562 | 0
8563 | 0
8564 | 0
8565 | 0
8566 | 0
8567 | 0
8568 | 0
8569 | 0
8570 | 0
8571 | 0
8572 | 0
8573 | 0
8574 | 0
8575 | 0
8576 | 0
8577 | 0.004622
8578 | 0.022218
8579 | 0.03986
8580 | 0.051775
8581 | 0.060437
8582 | 0.056365
8583 | 0.042377
8584 | 0.020477
8585 | 0.0021565
8586 | 0
8587 | 0
8588 | 0
8589 | 0
8590 | 0
8591 | 0
8592 | 0
8593 | 0
8594 | 0
8595 | 0
8596 | 0
8597 | 0
8598 | 0
8599 | 0
8600 | 0
8601 | 0.0024583
8602 | 0.009034
8603 | 0.015327
8604 | 0.019931
8605 | 0.021484
8606 | 0.018224
8607 | 0.013055
8608 | 0.0065644
8609 | 0.00081846
8610 | 0
8611 | 0
8612 | 0
8613 | 0
8614 | 0
8615 | 0
8616 | 0
8617 | 0
8618 | 0
8619 | 0
8620 | 0
8621 | 0
8622 | 0
8623 | 0
8624 | 0
8625 | 0.0060202
8626 | 0.030545
8627 | 0.057068
8628 | 0.076499
8629 | 0.081389
8630 | 0.075771
8631 | 0.055014
8632 | 0.025837
8633 | 0.0025184
8634 | 0
8635 | 0
8636 | 0
8637 | 0
8638 | 0
8639 | 0
8640 | 0
8641 | 0
8642 | 0
8643 | 0
8644 | 0
8645 | 0
8646 | 0
8647 | 0
8648 | 0
8649 | 0.0083284
8650 | 0.04888
8651 | 0.10458
8652 | 0.1328
8653 | 0.096038
8654 | 0.049819
8655 | 0.035026
8656 | 0.029891
8657 | 0.0028812
8658 | 0
8659 | 0
8660 | 0
8661 | 0
8662 | 0
8663 | 0
8664 | 0
8665 | 0
8666 | 0
8667 | 0
8668 | 0
8669 | 0
8670 | 0
8671 | 0
8672 | 0
8673 | 0.041856
8674 | 0.24884
8675 | 0.34458
8676 | 0.32482
8677 | 0.38471
8678 | 0.38513
8679 | 0.23135
8680 | 0.10783
8681 | 0.006255
8682 | 0
8683 | 0
8684 | 0
8685 | 0
8686 | 0
8687 | 0
8688 | 0
8689 | 0
8690 | 0
8691 | 0
8692 | 0
8693 | 0
8694 | 0
8695 | 0
8696 | 0
8697 | 0.074885
8698 | 0.41538
8699 | 0.62409
8700 | 0.70135
8701 | 0.75036
8702 | 0.67195
8703 | 0.5281
8704 | 0.26536
8705 | 0.019426
8706 | 0
8707 | 0
8708 | 0
8709 | 0
8710 | 0
8711 | 0
8712 | 0
8713 | 0
8714 | 0
8715 | 0
8716 | 0
8717 | 0
8718 | 0
8719 | 0
8720 | 0
8721 | 0.073452
8722 | 0.41599
8723 | 0.65929
8724 | 0.77583
8725 | 0.80814
8726 | 0.71638
8727 | 0.53626
8728 | 0.25455
8729 | 0.019748
8730 | 0
8731 | 0
8732 | 0
8733 | 0
8734 | 0
8735 | 0
8736 | 0
8737 | 0
8738 | 0
8739 | 0
8740 | 0
8741 | 0
8742 | 0
8743 | 0
8744 | 0
8745 | 0.0082164
8746 | 0.04895
8747 | 0.084826
8748 | 0.12259
8749 | 0.13656
8750 | 0.14424
8751 | 0.14271
8752 | 0.096867
8753 | 0.0090451
8754 | 0
8755 | 0
8756 | 0
8757 | 0
8758 | 0
8759 | 0
8760 | 0
Note on A5: Rev: Must match hourly profile given for demand data ("Demand" sheet)

## Imp Hr
Import Energy Carrier Price by Time Period (CHF/kWh)
Energy Carrier
Hour
Note on B3: Rev: Entry must match an EC listed in "Energy Carriers" and "Imports" sheets
Note on A4: Rev: Must match hourly profile given for demand data ("Demand" sheet)

## Exp Hr
Export Energy Carrier Price by Time Period (CHF/kWh)
Energy Carrier
Hour
Note on B3: Rev: Entry must match an EC listed in "Energy Carriers" and "Imports" sheets
Note on A4: Rev: Must match hourly profile given for demand data ("Demand" sheet)

## CF Hr
Capacity Factor by Time Period (%)
Energy Converter
Max/Min CF
Hour
Note on A1: Rev: Blank entries for capacity factor values for a given hour will be ignored
Note on A3: Rev: Entry must match an energy converter listed in "Energy Converters" sheet
Note on A4: Rev: Indicate "max" or "min" (case sensitive) to indicate maximum or minimum capacity factor for the specified hour, respectively
Note on A5: Rev: Discontinuos hours may be specified, but must be within the hourly range given for demand data (i.e., under the "Demand" sheet)

## Options
Objective (minimization)
Cost
Carbon